## Demolition
[12 empty] | LABOR RATE |  | 75
SR. NO. | DESCRIPTION | QUANTITY | WASTAGE | QTY WITH WASTAGE | UNIT | UNIT COST | UNIT | MATERIAL COST | LABOR RATE | LABOR | UNIT | TOTAL HOURS | LABOR COST | TOTAL COST
FIXTURE DEMO
1 | DEMO FIXTURE 2' x 4' RCSD | 1 | 0% | 1 | EA |  | E | 0 | 75 | 0.3 | E | 0.3 | 22.5 | 22.5
2 | DEMO FIXTURE 1' x 4' RCSD | 1 | 0% | 1 | EA |  | E | 0 | 75 | 0.3 | E | 0.3 | 22.5 | 22.5
3 | DEMO FIXTURE 2' x 2' RCSD | 1 | 0% | 1 | EA |  | E | 0 | 75 | 0.3 | E | 0.3 | 22.5 | 22.5
4 | DEMO FIXTURE RCSD DOWN LITE | 1 | 0% | 1 | EA |  | E | 0 | 75 | 0.3 | E | 0.3 | 22.5 | 22.5
5 | DEMO FIXTURE 2' x 4' SURFACE | 1 | 0% | 1 | EA |  | E | 0 | 75 | 0.3 | E | 0.3 | 22.5 | 22.5
6 | DEMO FIXTURE 1' x 4' SURFACE | 1 | 0% | 1 | EA |  | E | 0 | 75 | 0.3 | E | 0.3 | 22.5 | 22.5
7 | DEMO FIXTURE 2' x 2' SURFACE | 1 | 0% | 1 | EA |  | E | 0 | 75 | 0.3 | E | 0.3 | 22.5 | 22.5
8 | DEMO FIXTURE 4' STRIP | 1 | 0% | 1 | EA |  | E | 0 | 75 | 0.3 | E | 0.3 | 22.5 | 22.5
9 | DEMO FIXTURE 8' STRIP | 1 | 0% | 1 | EA |  | E | 0 | 75 | 0.4 | E | 0.4 | 30 | 30
10 | DEMO FIXTURE 4' INDUSTRIAL | 1 | 0% | 1 | EA |  | E | 0 | 75 | 0.3 | E | 0.3 | 22.5 | 22.5
11 | DEMO FIXTURE 8' INDUSTRIAL | 1 | 0% | 1 | EA |  | E | 0 | 75 | 0.4 | E | 0.4 | 30 | 30
12 | DEMO FIXTURE EXIT | 1 | 0% | 1 | EA |  | E | 0 | 75 | 0.3 | E | 0.3 | 22.5 | 22.5
13 | DEMO FIXTURE EMERGENCY | 1 | 0% | 1 | EA |  | E | 0 | 75 | 0.3 | E | 0.3 | 22.5 | 22.5
14 | DEMO FIXTURE EXIT/EMERGENCY | 1 | 0% | 1 | EA |  | E | 0 | 75 | 0.3 | E | 0.3 | 22.5 | 22.5
15 | DEMO FIXTURE EMERGENCY REMOTE | 1 | 0% | 1 | EA |  | E | 0 | 75 | 0.3 | E | 0.3 | 22.5 | 22.5
16 | DEMO FIXTURE FLUORESCENT | 1 | 0% | 1 | EA |  | E | 0 | 75 | 0.3 | E | 0.3 | 22.5 | 22.5
17 | DEMO FIXTURE INCANDESCENT | 1 | 0% | 1 | EA |  | E | 0 | 75 | 0.3 | E | 0.3 | 22.5 | 22.5
18 | DEMO FIXTURE HPS | 1 | 0% | 1 | EA |  | E | 0 | 75 | 0.3 | E | 0.3 | 22.5 | 22.5
19 | DEMO LUMINAIRE MV | 1 | 0% | 1 | EA |  | E | 0 | 75 | 0.3 | E | 0.3 | 22.5 | 22.5
20 | DEMO LUMINAIRE MH | 1 | 0% | 1 | EA |  | E | 0 | 75 | 0.3 | E | 0.3 | 22.5 | 22.5
21 | DEMO LUMINAIRE QUARTZ | 1 | 0% | 1 | EA |  | E | 0 | 75 | 0.3 | E | 0.3 | 22.5 | 22.5
22 | DEMO LUMINAIRE TRACK | 1 | 0% | 1 | EA |  | E | 0 | 75 | 0.2 | E | 0.2 | 15 | 15
23 | DEMO LUMINAIRE 8' TRACK | 1 | 0% | 1 | EA |  | E | 0 | 75 | 0.4 | E | 0.4 | 30 | 30
RECEPTACLE & SWITCH DEMO
1 | DEMO RECEPTACLE | 1 | 0% | 1 | EA |  | E | 0 | 75 | 0.3 | E | 0.3 | 22.5 | 22.5
2 | DEMO SWITCH | 1 | 0% | 1 | EA |  | E | 0 | 75 | 0.25 | E | 0.25 | 18.75 | 18.75
F/A DEMO
1 | DEMO F/A PULL STATION | 1 | 0% | 1 | EA |  | E | 0 | 75 | 0.25 | E | 0.25 | 18.75 | 18.75
2 | DEMO F/A SMOKE DETECTOR | 1 | 0% | 1 | EA |  | E | 0 | 75 | 0.3 | E | 0.3 | 22.5 | 22.5
3 | DEMO F/A HEAT DETECTOR | 1 | 0% | 1 | EA |  | E | 0 | 75 | 0.3 | E | 0.3 | 22.5 | 22.5
4 | DEMO F/A BELL | 1 | 0% | 1 | EA |  | E | 0 | 75 | 0.25 | E | 0.25 | 18.75 | 18.75
5 | DEMO F/A EVAC SPEAKER | 1 | 0% | 1 | EA |  | E | 0 | 75 | 0.25 | E | 0.25 | 18.75 | 18.75
6 | DEMO F/A SINGLE HORN | 1 | 0% | 1 | EA |  | E | 0 | 75 | 0.5 | E | 0.5 | 37.5 | 37.5
7 | DEMO F/A DOUBLE HORN | 1 | 0% | 1 | EA |  | E | 0 | 75 | 0.3 | E | 0.3 | 22.5 | 22.5
8 | DEMO F/A FIREFIGHTERS PHONE | 1 | 0% | 1 | EA |  | E | 0 | 75 | 0.15 | E | 0.15 | 11.25 | 11.25
9 | DEMO F/A END OF LINE RESISTOR | 1 | 0% | 1 | EA |  | E | 0 | 75 | 0.1 | E | 0.1 | 7.5 | 7.5
10 | DEMO MECHANICAL CONN | 1 | 0% | 1 | EA |  | E | 0 | 75 | 0.5 | E | 0.5 | 37.5 | 37.5
LOW - VOLTAGE DEMO
1 | DEMO TEL/DATA OUTLET | 1 | 0% | 1 | EA |  | E | 0 | 75 | 0.25 | E | 0.25 | 18.75 | 18.75
2 | DEMO NURSE CALL DEVICE | 1 | 0% | 1 | EA |  | E | 0 | 75 | 0.25 | E | 0.25 | 18.75 | 18.75
3 | DEMO NURSE CALL PANEL | 1 | 0% | 1 | EA |  | E | 0 | 75 | 1 | E | 1 | 75 | 75
4 | DEMO CLOCK | 1 | 0% | 1 | EA |  | E | 0 | 75 | 0.25 | E | 0.25 | 18.75 | 18.75
5 | DEMO SPEAKER | 1 | 0% | 1 | EA |  | E | 0 | 75 | 0.25 | E | 0.25 | 18.75 | 18.75
6 | DEMO P/A CONSOLE | 1 | 0% | 1 | EA |  | E | 0 | 75 | 1.5 | E | 1.5 | 112.5 | 112.5
J-BOX & CABINET DEMO
1 | DEMO 6x 6x 4" J-BOX | 1 | 0% | 1 | EA |  | E | 0 | 75 | 0.2 | E | 0.2 | 15 | 15
2 | DEMO 8x 8x 4" J-BOX | 1 | 0% | 1 | EA |  | E | 0 | 75 | 0.23 | E | 0.23 | 17.25 | 17.25
3 | DEMO 10x 10x 6" J-BOX | 1 | 0% | 1 | EA |  | E | 0 | 75 | 0.25 | E | 0.25 | 18.75 | 18.75
4 | DEMO 12x 12x 6" J-BOX | 1 | 0% | 1 | EA |  | E | 0 | 75 | 0.28 | E | 0.28 | 21 | 21
5 | DEMO 16x 16x 6" J-BOX | 1 | 0% | 1 | EA |  | E | 0 | 75 | 0.4 | E | 0.4 | 30 | 30
6 | DEMO 18x 18x 6" J-BOX | 1 | 0% | 1 | EA |  | E | 0 | 75 | 0.5 | E | 0.5 | 37.5 | 37.5
7 | DEMO 24x 24x 6" J-BOX | 1 | 0% | 1 | EA |  | E | 0 | 75 | 0.75 | E | 0.75 | 56.25 | 56.25
8 | DEMO TELEPHONE CABINET | 1 | 0% | 1 | EA |  | E | 0 | 75 | 0.75 | E | 0.75 | 56.25 | 56.25
9 | DEMO METER CABINET | 1 | 0% | 1 | EA |  | E | 0 | 75 | 1.5 | E | 1.5 | 112.5 | 112.5
CONDUIT & WIRE DEMO
1 | DEMO UP TO 1" EMT & WIRE | 1 | 0% | 1 | EA |  | E | 0 | 75 | 2.5 | C | 0.025 | 1.875 | 1.875
2 | DEMO UP TO 2" EMT & WIRE | 1 | 0% | 1 | EA |  | E | 0 | 75 | 3 | C | 0.03 | 2.25 | 2.25
3 | DEMO UP TO 3" EMT & WIRE | 1 | 0% | 1 | EA |  | E | 0 | 75 | 4 | C | 0.04 | 3 | 3
4 | DEMO UP TO 4" EMT & WIRE | 1 | 0% | 1 | EA |  | E | 0 | 75 | 5 | C | 0.05 | 3.75 | 3.75
5 | DEMO UP TO 1" RMC & WIRE | 1 | 0% | 1 | EA |  | E | 0 | 75 | 3.5 | C | 0.035 | 2.625 | 2.625
6 | DEMO UP TO 2" RMC & WIRE | 1 | 0% | 1 | EA |  | E | 0 | 75 | 4.5 | C | 0.045 | 3.375 | 3.375
7 | DEMO UP TO 3" RMC & WIRE | 1 | 0% | 1 | EA |  | E | 0 | 75 | 5.5 | C | 0.055 | 4.125 | 4.125
8 | DEMO UP TO 4" RMC & WIRE | 1 | 0% | 1 | EA |  | E | 0 | 75 | 7 | C | 0.07 | 5.25 | 5.25
9 | DEMO UP TO 5" RMC & WIRE | 1 | 0% | 1 | EA |  | E | 0 | 75 | 10 | C | 0.1 | 7.5 | 7.5
10 | DEMO UP TO 6" RMC & WIRE | 1 | 0% | 1 | EA |  | E | 0 | 75 | 14 | C | 0.14 | 10.5 | 10.5
CABLE TRAY DEMO
1 | DEMO TRAY 6" OPEN | 1 | 0% | 1 | EA |  | E | 0 | 75 | 3.5 | C | 0.035 | 2.625 | 2.625
2 | DEMO TRAY 12" OPEN | 1 | 0% | 1 | EA |  | E | 0 | 75 | 4.5 | C | 0.045 | 3.375 | 3.375
3 | DEMO TRAY 18" OPEN | 1 | 0% | 1 | EA |  | E | 0 | 75 | 5.5 | C | 0.055 | 4.125 | 4.125
4 | DEMO TRAY 24" OPEN | 1 | 0% | 1 | EA |  | E | 0 | 75 | 6.5 | C | 0.065 | 4.875 | 4.875
5 | DEMO TRAY 30" OPEN | 1 | 0% | 1 | EA |  | E | 0 | 75 | 7.5 | C | 0.075 | 5.625 | 5.625
6 | DEMO TRAY 36" OPEN | 1 | 0% | 1 | EA |  | E | 0 | 75 | 8.5 | C | 0.085 | 6.375 | 6.375
WIREWAY
1 | DEMO 2 1/2x 2 1/2" WIREWAY | 1 | 0% | 1 | EA |  | E | 0 | 75 | 8 | C | 0.08 | 6 | 6
2 | DEMO 4 x 4" WIREWAY | 1 | 0% | 1 | EA |  | E | 0 | 75 | 13 | C | 0.13 | 9.75 | 9.75
3 | DEMO 6 x 6" WIREWAY | 1 | 0% | 1 | EA |  | E | 0 | 75 | 19 | C | 0.19 | 14.25 | 14.25
DEMO BUS DUCT
1 | DEMO BUS DUCT 225A | 1 | 0% | 1 | EA |  | E | 0 | 75 | 12 | C | 0.12 | 9 | 9
2 | DEMO BUS DUCT 400A | 1 | 0% | 1 | EA |  | E | 0 | 75 | 15 | C | 0.15 | 11.25 | 11.25
3 | DEMO BUS DUCT 600A | 1 | 0% | 1 | EA |  | E | 0 | 75 | 18 | C | 0.18 | 13.5 | 13.5
4 | DEMO BUS DUCT 800A | 1 | 0% | 1 | EA |  | E | 0 | 75 | 22 | C | 0.22 | 16.5 | 16.5
5 | DEMO BUS DUCT 1000A | 1 | 0% | 1 | EA |  | E | 0 | 75 | 26 | C | 0.26 | 19.5 | 19.5
6 | DEMO BUS DUCT 1200A | 1 | 0% | 1 | EA |  | E | 0 | 75 | 30 | C | 0.3 | 22.5 | 22.5
7 | DEMO BUS DUCT 1350A | 1 | 0% | 1 | EA |  | E | 0 | 75 | 33 | C | 0.33 | 24.75 | 24.75
8 | DEMO BUS DUCT 1600A | 1 | 0% | 1 | EA |  | E | 0 | 75 | 36 | C | 0.36 | 27 | 27
9 | DEMO BUS DUCT 2000A | 1 | 0% | 1 | EA |  | E | 0 | 75 | 40 | C | 0.4 | 30 | 30
10 | DEMO BUS DUCT 2500A | 1 | 0% | 1 | EA |  | E | 0 | 75 | 52 | C | 0.52 | 39 | 39
11 | DEMO BUS DUCT 3000A | 1 | 0% | 1 | EA |  | E | 0 | 75 | 64 | C | 0.64 | 48 | 48
12 | DEMO BUS DUCT 3500A | 1 | 0% | 1 | EA |  | E | 0 | 75 | 76 | C | 0.76 | 57 | 57
13 | DEMO BUS DUCT 4000A | 1 | 0% | 1 | EA |  | E | 0 | 75 | 90 | C | 0.9 | 67.5 | 67.5
DEMO STARTER
1 | DEMO STARTER 1P OPEN MANUAL | 1 | 0% | 1 | EA |  | E | 0 | 75 | 0.15 | E | 0.15 | 11.25 | 11.25
2 | DEMO STARTER 2P OPEN MANUAL | 1 | 0% | 1 | EA |  | E | 0 | 75 | 0.2 | E | 0.2 | 15 | 15
3 | DEMO STARTER 1P NEMA 1 MANUAL | 1 | 0% | 1 | EA |  | E | 0 | 75 | 0.4 | E | 0.4 | 30 | 30
4 | DEMO STARTER 2P NEMA 1 MANUAL | 1 | 0% | 1 | EA |  | E | 0 | 75 | 0.5 | E | 0.5 | 37.5 | 37.5
5 | DEMO STARTER 3P NEMA 1 MANUAL | 1 | 0% | 1 | EA |  | E | 0 | 75 | 0.6 | E | 0.6 | 45 | 45
DEMO MAGN STARTER
1 | DEMO STARTER SIZE 0 1PH MAGN | 1 | 0% | 1 | EA |  | E | 0 | 75 | 0.75 | E | 0.75 | 56.25 | 56.25
2 | DEMO STARTER SIZE 1 1PH MAGN | 1 | 0% | 1 | EA |  | E | 0 | 75 | 0.85 | E | 0.85 | 63.75 | 63.75
3 | DEMO STARTER SIZE 2 1PH MAGN | 1 | 0% | 1 | EA |  | E | 0 | 75 | 1 | E | 1 | 75 | 75
4 | DEMO STARTER SIZE 0 3PH MAGN | 1 | 0% | 1 | EA |  | E | 0 | 75 | 0.9 | E | 0.9 | 67.5 | 67.5
5 | DEMO STARTER SIZE 1 3PH MAGN | 1 | 0% | 1 | EA |  | E | 0 | 75 | 1.1 | E | 1.1 | 82.5 | 82.5
6 | DEMO STARTER SIZE 2 3PH MAGN | 1 | 0% | 1 | EA |  | E | 0 | 75 | 1.5 | E | 1.5 | 112.5 | 112.5
7 | DEMO STARTER SIZE 3 3PH MAGN | 1 | 0% | 1 | EA |  | E | 0 | 75 | 2.15 | E | 2.15 | 161.25 | 161.25
8 | DEMO STARTER SIZE 4 3PH MAGN | 1 | 0% | 1 | EA |  | E | 0 | 75 | 3.5 | E | 3.5 | 262.5 | 262.5
9 | DEMO STARTER SIZE 5 3PH MAGN | 1 | 0% | 1 | EA |  | E | 0 | 75 | 4.25 | E | 4.25 | 318.75 | 318.75
10 | DEMO STARTER SIZE 6 3PH MAGN | 1 | 0% | 1 | EA |  | E | 0 | 75 | 6 | E | 6 | 450 | 450
11 | DEMO STARTER SIZE 7 3PH MAGN | 1 | 0% | 1 | EA |  | E | 0 | 75 | 9 | E | 9 | 675 | 675
12 | DEMO STARTER SIZE 8 3PH MAGN | 1 | 0% | 1 | EA |  | E | 0 | 75 | 12 | E | 12 | 900 | 900
13 | DEMO STARTER SIZE 9 3PH MAGN | 1 | 0% | 1 | EA |  | E | 0 | 75 | 16 | E | 16 | 1200 | 1200
DEMO COMB STARTER
1 | DEMO STARTER SIZE 0 3PH COMB | 1 | 0% | 1 | EA |  | E | 0 | 75 | 1.25 | E | 1.25 | 93.75 | 93.75
2 | DEMO STARTER SIZE 1 3PH COMB | 1 | 0% | 1 | EA |  | E | 0 | 75 | 1.6 | E | 1.6 | 120 | 120
3 | DEMO STARTER SIZE 2 3PH COMB | 1 | 0% | 1 | EA |  | E | 0 | 75 | 2 | E | 2 | 150 | 150
4 | DEMO STARTER SIZE 3 3PH COMB | 1 | 0% | 1 | EA |  | E | 0 | 75 | 2.5 | E | 2.5 | 187.5 | 187.5
5 | DEMO STARTER SIZE 4 3PH COMB | 1 | 0% | 1 | EA |  | E | 0 | 75 | 4.5 | E | 4.5 | 337.5 | 337.5
6 | DEMO STARTER SIZE 5 3PH COMB | 1 | 0% | 1 | EA |  | E | 0 | 75 | 6 | E | 6 | 450 | 450
DEMO SWBD SECTION
1 | DEMO 200A SWBD SECTION | 1 | 0% | 1 | EA |  | E | 0 | 75 | 2.5 | E | 2.5 | 187.5 | 187.5
2 | DEMO 400A SWBD SECTION | 1 | 0% | 1 | EA |  | E | 0 | 75 | 3 | E | 3 | 225 | 225
3 | DEMO 600A SWBD SECTION | 1 | 0% | 1 | EA |  | E | 0 | 75 | 3.5 | E | 3.5 | 262.5 | 262.5
4 | DEMO 800A SWBD SECTION | 1 | 0% | 1 | EA |  | E | 0 | 75 | 4 | E | 4 | 300 | 300
5 | DEMO 1200A SWBD SECTION | 1 | 0% | 1 | EA |  | E | 0 | 75 | 5 | E | 5 | 375 | 375
6 | DEMO 1600A SWBD SECTION | 1 | 0% | 1 | EA |  | E | 0 | 75 | 6 | E | 6 | 450 | 450
7 | DEMO 2000A SWBD SECTION | 1 | 0% | 1 | EA |  | E | 0 | 75 | 7 | E | 7 | 525 | 525
8 | DEMO 2500A SWBD SECTION | 1 | 0% | 1 | EA |  | E | 0 | 75 | 8 | E | 8 | 600 | 600
9 | DEMO 3000A SWBD SECTION | 1 | 0% | 1 | EA |  | E | 0 | 75 | 9 | E | 9 | 675 | 675
10 | DEMO 4000A SWBD SECTION | 1 | 0% | 1 | EA |  | E | 0 | 75 | 11 | E | 11 | 825 | 825
DEMO MCC SECTION
1 | DEMO 100A MCC SECTION | 1 | 0% | 1 | EA |  | E | 0 | 75 | 2 | E | 2 | 150 | 150
2 | DEMO 200A MCC SECTION | 1 | 0% | 1 | EA |  | E | 0 | 75 | 2.5 | E | 2.5 | 187.5 | 187.5
3 | DEMO 400A MCC SECTION | 1 | 0% | 1 | EA |  | E | 0 | 75 | 3 | E | 3 | 225 | 225
4 | DEMO 600A MCC SECTION | 1 | 0% | 1 | EA |  | E | 0 | 75 | 3.5 | E | 3.5 | 262.5 | 262.5
5 | DEMO 800A MCC SECTION | 1 | 0% | 1 | EA |  | E | 0 | 75 | 4 | E | 4 | 300 | 300
6 | DEMO 1200A MCC SECTION | 1 | 0% | 1 | EA |  | E | 0 | 75 | 5 | E | 5 | 375 | 375
7 | DEMO 1600A MCC SECTION | 1 | 0% | 1 | EA |  | E | 0 | 75 | 6 | E | 6 | 450 | 450
8 | DEMO 2000A MCC SECTION | 1 | 0% | 1 | EA |  | E | 0 | 75 | 7 | E | 7 | 525 | 525
9 | DEMO 2500A MCC SECTION | 1 | 0% | 1 | EA |  | E | 0 | 75 | 8 | E | 8 | 600 | 600
10 | DEMO 3000A MCC SECTION | 1 | 0% | 1 | EA |  | E | 0 | 75 | 9 | E | 9 | 675 | 675
11 | DEMO 3500A MCC SECTION | 1 | 0% | 1 | EA |  | E | 0 | 75 | 10 | E | 10 | 750 | 750
12 | DEMO 4000A MCC SECTION | 1 | 0% | 1 | EA |  | E | 0 | 75 | 11 | E | 11 | 825 | 825
DEMO DPB PANEL
1 | DEMO 225A DPB PANEL | 1 | 0% | 1 | EA |  | E | 0 | 75 | 1.5 | E | 1.5 | 112.5 | 112.5
2 | DEMO 400A DPB PANEL | 1 | 0% | 1 | EA |  | E | 0 | 75 | 2 | E | 2 | 150 | 150
3 | DEMO 600A DPB PANEL | 1 | 0% | 1 | EA |  | E | 0 | 75 | 2.5 | E | 2.5 | 187.5 | 187.5
4 | DEMO 800A DPB PANEL | 1 | 0% | 1 | EA |  | E | 0 | 75 | 3 | E | 3 | 225 | 225
5 | DEMO 1000A DPB PANEL | 1 | 0% | 1 | EA |  | E | 0 | 75 | 3.75 | E | 3.75 | 281.25 | 281.25
6 | DEMO 1200A DPB PANEL | 1 | 0% | 1 | EA |  | E | 0 | 75 | 3.75 | E | 3.75 | 281.25 | 281.25
DEMO BRANCH PANEL
1 | DEMO 100A BRANCH PANEL | 1 | 0% | 1 | EA |  | E | 0 | 75 | 1.25 | E | 1.25 | 93.75 | 93.75
2 | DEMO 125A BRANCH PANEL | 1 | 0% | 1 | EA |  | E | 0 | 75 | 1.25 | E | 1.25 | 93.75 | 93.75
3 | DEMO 150A BRANCH PANEL | 1 | 0% | 1 | EA |  | E | 0 | 75 | 1.25 | E | 1.25 | 93.75 | 93.75
4 | DEMO 225A BRANCH PANEL | 1 | 0% | 1 | EA |  | E | 0 | 75 | 1.5 | E | 1.5 | 112.5 | 112.5
5 | DEMO 400A BRANCH PANEL | 1 | 0% | 1 | EA |  | E | 0 | 75 | 2 | E | 2 | 150 | 150
6 | DEMO 600A BRANCH PANEL | 1 | 0% | 1 | EA |  | E | 0 | 75 | 2.25 | E | 2.25 | 168.75 | 168.75
7 | DEMO DBL-TUB BRKR/PANEL | 1 | 0% | 1 | EA |  | E | 0 | 75 | 2 | E | 2 | 150 | 150
DEMO BRKR NEMA 1
1 | DEMO 1P BRKR NEMA 1 | 1 | 0% | 1 | EA |  | E | 0 | 75 | 0.32 | E | 0.32 | 24 | 24
2 | DEMO 2P BRKR NEMA 1 | 1 | 0% | 1 | EA |  | E | 0 | 75 | 0.45 | E | 0.45 | 33.75 | 33.75
3 | DEMO 3P BRKR NEMA 1 | 1 | 0% | 1 | EA |  | E | 0 | 75 | 0.55 | E | 0.55 | 41.25 | 41.25
4 | DEMO 1P MOLDED CASE BRKR NEMA 1 | 1 | 0% | 1 | EA |  | E | 0 | 75 | 0.55 | E | 0.55 | 41.25 | 41.25
5 | DEMO 2P MOLDED CASE BRKR NEMA 1 | 1 | 0% | 1 | EA |  | E | 0 | 75 | 0.7 | E | 0.7 | 52.5 | 52.5
6 | DEMO 3P MOLDED CASE BRKR NEMA 1 | 1 | 0% | 1 | EA |  | E | 0 | 75 | 0.8 | E | 0.8 | 60 | 60
DEMO DSN SWITCH
1 | DEMO 30A DSN SWITCH | 1 | 0% | 1 | EA |  | E | 0 | 75 | 0.4 | E | 0.4 | 30 | 30
2 | DEMO 60A DSN SWITCH | 1 | 0% | 1 | EA |  | E | 0 | 75 | 0.5 | E | 0.5 | 37.5 | 37.5
3 | DEMO 100A DSN SWITCH | 1 | 0% | 1 | EA |  | E | 0 | 75 | 0.75 | E | 0.75 | 56.25 | 56.25
4 | DEMO 200A DSN SWITCH | 1 | 0% | 1 | EA |  | E | 0 | 75 | 1 | E | 1 | 75 | 75
5 | DEMO 400A DSN SWITCH | 1 | 0% | 1 | EA |  | E | 0 | 75 | 2 | E | 2 | 150 | 150
6 | DEMO 600A DSN SWITCH | 1 | 0% | 1 | EA |  | E | 0 | 75 | 3 | E | 3 | 225 | 225
7 | DEMO 800A DSN SWITCH | 1 | 0% | 1 | EA |  | E | 0 | 75 | 4 | E | 4 | 300 | 300
8 | DEMO 1200A DSN SWITCH | 1 | 0% | 1 | EA |  | E | 0 | 75 | 5 | E | 5 | 375 | 375
DEMO SPLITTER
1 | DEMO 70A SPLITTER | 1 | 0% | 1 | EA |  | E | 0 | 75 | 0.75 | E | 0.75 | 56.25 | 56.25
2 | DEMO 100A SPLITTER | 1 | 0% | 1 | EA |  | E | 0 | 75 | 1.2 | E | 1.2 | 90 | 90
3 | DEMO 225A SPLITTER | 1 | 0% | 1 | EA |  | E | 0 | 75 | 3 | E | 3 | 225 | 225
4 | DEMO 400A SPLITTER | 1 | 0% | 1 | EA |  | E | 0 | 75 | 4.5 | E | 4.5 | 337.5 | 337.5
5 | DEMO 600A SPLITTER | 1 | 0% | 1 | EA |  | E | 0 | 75 | 7 | E | 7 | 525 | 525
6 | DEMO 800A SPLITTER | 1 | 0% | 1 | EA |  | E | 0 | 75 | 8.5 | E | 8.5 | 637.5 | 637.5
DEMO TRANSFORMER
1 | DEMO 2kVA 3PH TRANSFORMER | 1 | 0% | 1 | EA |  | E | 0 | 75 | 0.9 | E | 0.9 | 67.5 | 67.5
2 | DEMO 3kVA 3PH TRANSFORMER | 1 | 0% | 1 | EA |  | E | 0 | 75 | 1 | E | 1 | 75 | 75
3 | DEMO 6kVA 3PH TRANSFORMER | 1 | 0% | 1 | EA |  | E | 0 | 75 | 1.5 | E | 1.5 | 112.5 | 112.5
4 | DEMO 9kVA 3PH TRANSFORMER | 1 | 0% | 1 | EA |  | E | 0 | 75 | 2.75 | E | 2.75 | 206.25 | 206.25
5 | DEMO 15kVA 3PH TRANSFORMER | 1 | 0% | 1 | EA |  | E | 0 | 75 | 3 | E | 3 | 225 | 225
6 | DEMO 30kVA 3PH TRANSFORMER | 1 | 0% | 1 | EA |  | E | 0 | 75 | 4 | E | 4 | 300 | 300
7 | DEMO 45kVA 3PH TRANSFORMER | 1 | 0% | 1 | EA |  | E | 0 | 75 | 5 | E | 5 | 375 | 375
8 |  | 1 | 0% | 1 | EA |  | E | 0 | 75 | 7 | E | 7 | 525 | 525
9 | DEMO 112kVA 3PH TRANSFORMER | 1 | 0% | 1 | EA |  | E | 0 | 75 | 9 | E | 9 | 675 | 675
10 | DEMO 150kVA 3PH TRANSFORMER | 1 | 0% | 1 | EA |  | E | 0 | 75 | 10 | E | 10 | 750 | 750
11 | DEMO 225kVA 3PH TRANSFORMER | 1 | 0% | 1 | EA |  | E | 0 | 75 | 11 | E | 11 | 825 | 825
12 | DEMO 300kVA 3PH TRANSFORMER | 1 | 0% | 1 | EA |  | E | 0 | 75 | 12 | E | 12 | 900 | 900
13 | DEMO 450kVA 3PH TRANSFORMER | 1 | 0% | 1 | EA |  | E | 0 | 75 | 16 | E | 16 | 1200 | 1200
14 | DEMO 500kVA 3PH TRANSFORMER | 1 | 0% | 1 | EA |  | E | 0 | 75 | 17 | E | 17 | 1275 | 1275
15 | DEMO 600kVA 3PH TRANSFORMER | 1 | 0% | 1 | EA |  | E | 0 | 75 | 20 | E | 20 | 1500 | 1500
16 | DEMO 750kVA 3PH TRANSFORMER | 1 | 0% | 1 | EA |  | E | 0 | 75 | 24 | E | 24 | 1800 | 1800
17 | DEMO 1000kVA 3PH TRANSFORMER | 1 | 0% | 1 | EA |  | E | 0 | 75 | 28 | E | 28 | 2100 | 2100
DEMO GENERATOR
1 | DEMO 8kW GENERATOR | 1 | 0% | 1 | EA |  | E | 0 | 75 | 3 | E | 3 | 225 | 225
2 | DEMO 10kW GENERATOR | 1 | 0% | 1 | EA |  | E | 0 | 75 | 4 | E | 4 | 300 | 300
3 | DEMO 15kW GENERATOR | 1 | 0% | 1 | EA |  | E | 0 | 75 | 6 | E | 6 | 450 | 450
4 | DEMO 25kW GENERATOR | 1 | 0% | 1 | EA |  | E | 0 | 75 | 8 | E | 8 | 600 | 600
5 | DEMO 40kW GENERATOR | 1 | 0% | 1 | EA |  | E | 0 | 75 | 10 | E | 10 | 750 | 750
6 | DEMO 50kW GENERATOR | 1 | 0% | 1 | EA |  | E | 0 | 75 | 11 | E | 11 | 825 | 825
7 | DEMO 75kW GENERATOR | 1 | 0% | 1 | EA |  | E | 0 | 75 | 15 | E | 15 | 1125 | 1125
8 | DEMO 100kW GENERATOR | 1 | 0% | 1 | EA |  | E | 0 | 75 | 17 | E | 17 | 1275 | 1275
9 | DEMO 150kW GENERATOR | 1 | 0% | 1 | EA |  | E | 0 | 75 | 20 | E | 20 | 1500 | 1500
10 | DEMO 200kW GENERATOR | 1 | 0% | 1 | EA |  | E | 0 | 75 | 22 | E | 22 | 1650 | 1650
11 | DEMO 250kW GENERATOR | 1 | 0% | 1 | EA |  | E | 0 | 75 | 24 | E | 24 | 1800 | 1800
12 | DEMO 300kW GENERATOR | 1 | 0% | 1 | EA |  | E | 0 | 75 | 26 | E | 26 | 1950 | 1950
13 | DEMO 500kW GENERATOR | 1 | 0% | 1 | EA |  | E | 0 | 75 | 30 | E | 30 | 2250 | 2250
14 | DEMO 1000kW GENERATOR | 1 | 0% | 1 | EA |  | E | 0 | 75 | 42.5 | E | 42.5 | 3187.5 | 3187.5
15 | DEMO 1500kW GENERATOR | 1 | 0% | 1 | EA |  | E | 0 | 75 | 47.5 | E | 47.5 | 3562.5 | 3562.5
DEMO TRANSFER SW
1 | DEMO 50A 3PH TRANSFER SW | 1 | 0% | 1 | EA |  | E | 0 | 75 | 2 | E | 2 | 150 | 150
2 | DEMO 100A 3PH TRANSFER SW | 1 | 0% | 1 | EA |  | E | 0 | 75 | 2.5 | E | 2.5 | 187.5 | 187.5
3 | DEMO 200A 3PH TRANSFER SW | 1 | 0% | 1 | EA |  | E | 0 | 75 | 3.5 | E | 3.5 | 262.5 | 262.5
4 | DEMO 400A 3PH TRANSFER SW | 1 | 0% | 1 | EA |  | E | 0 | 75 | 5 | E | 5 | 375 | 375
5 | DEMO 600A 3PH TRANSFER SW | 1 | 0% | 1 | EA |  | E | 0 | 75 | 7 | E | 7 | 525 | 525
6 | DEMO 800A 3PH TRANSFER SW | 1 | 0% | 1 | EA |  | E | 0 | 75 | 9 | E | 9 | 675 | 675
7 | DEMO 1200A 3PH TRANSFER SW | 1 | 0% | 1 | EA |  | E | 0 | 75 | 11 | E | 11 | 825 | 825

## High Voltage Switchgear
[12 empty] | LABOR RATE |  | 75
SR. NO. | DESCRIPTION | QUANTITY | WASTAGE | QTY WITH WASTAGE | UNIT | UNIT COST | UNIT | MATERIAL COST | LABOR RATE | LABOR | UNIT | TOTAL HOURS | LABOR COST | TOTAL COST
| 200A SWGR - 4.16KV | 1 | 0% | 1
1 | 200A 1-SECTION SWGR - 4.16KV | 1 | 0% | 1 | EA |  | E | 0 | 75 | 7 | E | 7 | 525 | 525
| 200A 2-SECTION SWGR - 4.16KV | 1 | 0% | 1 | EA |  | E | 0 | 75 | 14 | E | 14 | 1050 | 1050
| 200A 3-SECTION SWGR - 4.16KV | 1 | 0% | 1 | EA |  | E | 0 | 75 | 21 | E | 21 | 1575 | 1575
| 200A 4-SECTION SWGR - 4.16KV | 1 | 0% | 1 | EA |  | E | 0 | 75 | 28 | E | 28 | 2100 | 2100
| 200A 5-SECTION SWGR - 4.16KV | 1 | 0% | 1 | EA |  | E | 0 | 75 | 35 | E | 35 | 2625 | 2625
| 200A 6-SECTION SWGR - 4.16KV | 1 | 0% | 1 | EA |  | E | 0 | 75 | 42 | E | 42 | 3150 | 3150
| 1P/15A Breaker | 1 | 0% | 1 | EA | 430 | E | 430 | 75 | 42 | E | 42 | 3150 | 3580
| 400A SWGR - 4.16KV | 1 | 0% | 1
1 | 400A 1-SECTION SWGR - 4.16KV | 1 | 0% | 1 | EA |  | E | 0 | 75 | 8 | E | 8 | 600 | 600
| 400A 2-SECTION SWGR - 4.16KV | 1 | 0% | 1 | EA |  | E | 0 | 75 | 16 | E | 16 | 1200 | 1200
| 400A 3-SECTION SWGR - 4.16KV | 1 | 0% | 1 | EA |  | E | 0 | 75 | 24 | E | 24 | 1800 | 1800
| 400A 4-SECTION SWGR - 4.16KV | 1 | 0% | 1 | EA |  | E | 0 | 75 | 32 | E | 32 | 2400 | 2400
| 400A 5-SECTION SWGR - 4.16KV | 1 | 0% | 1 | EA |  | E | 0 | 75 | 40 | E | 40 | 3000 | 3000
| 400A 6-SECTION SWGR - 4.16KV | 1 | 0% | 1 | EA |  | E | 0 | 75 | 48 | E | 48 | 3600 | 3600
| 600A SWGR - 4.16KV | 1 | 0% | 1
1 | 600A 1-SECTION SWGR - 4.16KV | 1 | 0% | 1 | EA |  | E | 0 | 75 | 10 | E | 10 | 750 | 750
| 600A 2-SECTION SWGR - 4.16KV | 1 | 0% | 1 | EA |  | E | 0 | 75 | 20 | E | 20 | 1500 | 1500
| 600A 3-SECTION SWGR - 4.16KV | 1 | 0% | 1 | EA |  | E | 0 | 75 | 30 | E | 30 | 2250 | 2250
| 600A 4-SECTION SWGR - 4.16KV | 1 | 0% | 1 | EA |  | E | 0 | 75 | 40 | E | 40 | 3000 | 3000
| 600A 5-SECTION SWGR - 4.16KV | 1 | 0% | 1 | EA |  | E | 0 | 75 | 50 | E | 50 | 3750 | 3750
| 600A 6-SECTION SWGR - 4.16KV | 1 | 0% | 1 | EA |  | E | 0 | 75 | 60 | E | 60 | 4500 | 4500
| 800A SWGR - 4.16KV | 1 | 0% | 1
1 | 800A 1-SECTION SWGR - 4.16KV | 1 | 0% | 1 | EA |  | E | 0 | 75 | 12 | E | 12 | 900 | 900
| 800A 2-SECTION SWGR - 4.16KV | 1 | 0% | 1 | EA |  | E | 0 | 75 | 24 | E | 24 | 1800 | 1800
| 800A 3-SECTION SWGR - 4.16KV | 1 | 0% | 1 | EA |  | E | 0 | 75 | 36 | E | 36 | 2700 | 2700
| 800A 4-SECTION SWGR - 4.16KV | 1 | 0% | 1 | EA |  | E | 0 | 75 | 48 | E | 48 | 3600 | 3600
| 800A 5-SECTION SWGR - 4.16KV | 1 | 0% | 1 | EA |  | E | 0 | 75 | 60 | E | 60 | 4500 | 4500
| 800A 6-SECTION SWGR - 4.16KV | 1 | 0% | 1 | EA |  | E | 0 | 75 | 72 | E | 72 | 5400 | 5400
| 800A 7-SECTION SWGR - 4.16KV | 1 | 0% | 1 | EA |  | E | 0 | 75 | 84 | E | 84 | 6300 | 6300
| 800A 8-SECTION SWGR - 4.16KV | 1 | 0% | 1 | EA |  | E | 0 | 75 | 96 | E | 96 | 7200 | 7200
| 800A 9-SECTION SWGR - 4.16KV | 1 | 0% | 1 | EA |  | E | 0 | 75 | 108 | E | 108 | 8100 | 8100
| 800A 10-SECTION SWGR - 4.16KV | 1 | 0% | 1 | EA |  | E | 0 | 75 | 120 | E | 120 | 9000 | 9000
| 800A 11-SECTION SWGR - 4.16KV | 1 | 0% | 1 | EA |  | E | 0 | 75 | 132 | E | 132 | 9900 | 9900
| 800A 12-SECTION SWGR - 4.16KV | 1 | 0% | 1 | EA |  | E | 0 | 75 | 144 | E | 144 | 10800 | 10800
| 1200A SWGR - 4.16KV | 1 | 0% | 1
1 | 1200A 1-SECTION SWGR - 4.16KV | 1 | 0% | 1 | EA |  | E | 0 | 75 | 14 | E | 14 | 1050 | 1050
| 1200A 2-SECTION SWGR - 4.16KV | 1 | 0% | 1 | EA |  | E | 0 | 75 | 28 | E | 28 | 2100 | 2100
| 1200A 3-SECTION SWGR - 4.16KV | 1 | 0% | 1 | EA |  | E | 0 | 75 | 42 | E | 42 | 3150 | 3150
| 1200A 4-SECTION SWGR - 4.16KV | 1 | 0% | 1 | EA |  | E | 0 | 75 | 56 | E | 56 | 4200 | 4200
| 1200A 5-SECTION SWGR - 4.16KV | 1 | 0% | 1 | EA |  | E | 0 | 75 | 70 | E | 70 | 5250 | 5250
| 1200A 6-SECTION SWGR - 4.16KV | 1 | 0% | 1 | EA |  | E | 0 | 75 | 84 | E | 84 | 6300 | 6300
| 1200A 7-SECTION SWGR - 4.16KV | 1 | 0% | 1 | EA |  | E | 0 | 75 | 98 | E | 98 | 7350 | 7350
| 1200A 8-SECTION SWGR - 4.16KV | 1 | 0% | 1 | EA |  | E | 0 | 75 | 112 | E | 112 | 8400 | 8400
| 1200A 9-SECTION SWGR - 4.16KV | 1 | 0% | 1 | EA |  | E | 0 | 75 | 126 | E | 126 | 9450 | 9450
| 1200A 10-SECTION SWGR - 4.16KV | 1 | 0% | 1 | EA |  | E | 0 | 75 | 140 | E | 140 | 10500 | 10500
| 1200A 11-SECTION SWGR - 4.16KV | 1 | 0% | 1 | EA |  | E | 0 | 75 | 154 | E | 154 | 11550 | 11550
| 1200A 12-SECTION SWGR - 4.16KV | 1 | 0% | 1 | EA |  | E | 0 | 75 | 168 | E | 168 | 12600 | 12600
| 1600A SWGR - 4.16KV | 1 | 0% | 1
1 | 1600A 1-SECTION SWGR - 4.16KV | 1 | 0% | 1 | EA |  | E | 0 | 75 | 16 | E | 16 | 1200 | 1200
| 1600A 2-SECTION SWGR - 4.16KV | 1 | 0% | 1 | EA |  | E | 0 | 75 | 32 | E | 32 | 2400 | 2400
| 1600A 3-SECTION SWGR - 4.16KV | 1 | 0% | 1 | EA |  | E | 0 | 75 | 48 | E | 48 | 3600 | 3600
| 1600A 4-SECTION SWGR - 4.16KV | 1 | 0% | 1 | EA |  | E | 0 | 75 | 64 | E | 64 | 4800 | 4800
| 1600A 5-SECTION SWGR - 4.16KV | 1 | 0% | 1 | EA |  | E | 0 | 75 | 80 | E | 80 | 6000 | 6000
| 1600A 6-SECTION SWGR - 4.16KV | 1 | 0% | 1 | EA |  | E | 0 | 75 | 96 | E | 96 | 7200 | 7200
| 1600A 7-SECTION SWGR - 4.16KV | 1 | 0% | 1 | EA |  | E | 0 | 75 | 112 | E | 112 | 8400 | 8400
| 1600A 8-SECTION SWGR - 4.16KV |  | 0% |  | EA |  | E | 0 | 75 | 128 | E | 0 | 0 | 0
| 1600A 9-SECTION SWGR - 4.16KV | 1 | 0% | 1 | EA |  | E | 0 | 75 | 144 | E | 144 | 10800 | 10800
| 1600A 10-SECTION SWGR - 4.16KV | 1 | 0% | 1 | EA |  | E | 0 | 75 | 160 | E | 160 | 12000 | 12000
| 1600A 11-SECTION SWGR - 4.16KV | 1 | 0% | 1 | EA |  | E | 0 | 75 | 176 | E | 176 | 13200 | 13200
| 1600A 12-SECTION SWGR - 4.16KV | 1 | 0% | 1 | EA |  | E | 0 | 75 | 192 | E | 192 | 14400 | 14400
| 1600A 13-SECTION SWGR - 4.16KV | 1 | 0% | 1 | EA |  | E | 0 | 75 | 208 | E | 208 | 15600 | 15600
| 1600A 14-SECTION SWGR - 4.16KV | 1 | 0% | 1 | EA |  | E | 0 | 75 | 224 | E | 224 | 16800 | 16800
| 1600A 15-SECTION SWGR - 4.16KV | 1 | 0% | 1 | EA |  | E | 0 | 75 | 240 | E | 240 | 18000 | 18000
| 1600A 16-SECTION SWGR - 4.16KV | 1 | 0% | 1 | EA |  | E | 0 | 75 | 256 | E | 256 | 19200 | 19200
| 1600A 17-SECTION SWGR - 4.16KV | 1 | 0% | 1 | EA |  | E | 0 | 75 | 272 | E | 272 | 20400 | 20400
| 1600A 18-SECTION SWGR - 4.16KV | 1 | 0% | 1 | EA |  | E | 0 | 75 | 288 | E | 288 | 21600 | 21600
| 1600A 19-SECTION SWGR - 4.16KV | 1 | 0% | 1 | EA |  | E | 0 | 75 | 304 | E | 304 | 22800 | 22800
| 1600A 20-SECTION SWGR - 4.16KV | 1 | 0% | 1 | EA |  | E | 0 | 75 | 320 | E | 320 | 24000 | 24000
| 2000A SWGR - 4.16KV | 1 | 0% | 1
1 | 2000A 1-SECTION SWGR - 4.16KV | 1 | 0% | 1 | EA |  | E | 0 | 75 | 18 | E | 18 | 1350 | 1350
| 2000A 2-SECTION SWGR - 4.16KV | 1 | 0% | 1 | EA |  | E | 0 | 75 | 36 | E | 36 | 2700 | 2700
| 2000A 3-SECTION SWGR - 4.16KV | 1 | 0% | 1 | EA |  | E | 0 | 75 | 54 | E | 54 | 4050 | 4050
| 2000A 4-SECTION SWGR - 4.16KV | 1 | 0% | 1 | EA |  | E | 0 | 75 | 72 | E | 72 | 5400 | 5400
| 2000A 5-SECTION SWGR - 4.16KV | 1 | 0% | 1 | EA |  | E | 0 | 75 | 90 | E | 90 | 6750 | 6750
| 2000A 6-SECTION SWGR - 4.16KV | 1 | 0% | 1 | EA |  | E | 0 | 75 | 108 | E | 108 | 8100 | 8100
| 2000A 7-SECTION SWGR - 4.16KV | 1 | 0% | 1 | EA |  | E | 0 | 75 | 126 | E | 126 | 9450 | 9450
| 2000A 8-SECTION SWGR - 4.16KV | 1 | 0% | 1 | EA |  | E | 0 | 75 | 144 | E | 144 | 10800 | 10800
| 2000A 9-SECTION SWGR - 4.16KV | 1 | 0% | 1 | EA |  | E | 0 | 75 | 162 | E | 162 | 12150 | 12150
| 2000A 10-SECTION SWGR - 4.16KV | 1 | 0% | 1 | EA |  | E | 0 | 75 | 180 | E | 180 | 13500 | 13500
| 2000A 11-SECTION SWGR - 4.16KV | 1 | 0% | 1 | EA |  | E | 0 | 75 | 198 | E | 198 | 14850 | 14850
| 2000A 12-SECTION SWGR - 4.16KV | 1 | 0% | 1 | EA |  | E | 0 | 75 | 216 | E | 216 | 16200 | 16200
| 2000A 13-SECTION SWGR - 4.16KV | 1 | 0% | 1 | EA |  | E | 0 | 75 | 234 | E | 234 | 17550 | 17550
| 2000A 14-SECTION SWGR - 4.16KV | 1 | 0% | 1 | EA |  | E | 0 | 75 | 252 | E | 252 | 18900 | 18900
| 2000A 15-SECTION SWGR - 4.16KV | 1 | 0% | 1 | EA |  | E | 0 | 75 | 270 | E | 270 | 20250 | 20250
| 2000A 16-SECTION SWGR - 4.16KV | 1 | 0% | 1 | EA |  | E | 0 | 75 | 288 | E | 288 | 21600 | 21600
| 2000A 17-SECTION SWGR - 4.16KV | 1 | 0% | 1 | EA |  | E | 0 | 75 | 306 | E | 306 | 22950 | 22950
| 2000A 18-SECTION SWGR - 4.16KV | 1 | 0% | 1 | EA |  | E | 0 | 75 | 324 | E | 324 | 24300 | 24300
| 2000A 19-SECTION SWGR - 4.16KV | 1 | 0% | 1 | EA |  | E | 0 | 75 | 342 | E | 342 | 25650 | 25650
| 2000A 20-SECTION SWGR - 4.16KV | 1 | 0% | 1 | EA |  | E | 0 | 75 | 360 | E | 360 | 27000 | 27000
| 2500A SWGR - 4.16KV | 1 | 0% | 1
1 | 2500A 1-SECTION SWGR - 4.16KV | 1 | 0% | 1 | EA |  | E | 0 | 75 | 22 | E | 22 | 1650 | 1650
| 2500A 2-SECTION SWGR - 4.16KV | 1 | 0% | 1 | EA |  | E | 0 | 75 | 44 | E | 44 | 3300 | 3300
| 2500A 3-SECTION SWGR - 4.16KV | 1 | 0% | 1 | EA |  | E | 0 | 75 | 66 | E | 66 | 4950 | 4950
| 2500A 4-SECTION SWGR - 4.16KV | 1 | 0% | 1 | EA |  | E | 0 | 75 | 88 | E | 88 | 6600 | 6600
| 2500A 5-SECTION SWGR - 4.16KV | 1 | 0% | 1 | EA |  | E | 0 | 75 | 110 | E | 110 | 8250 | 8250
| 2500A 6-SECTION SWGR - 4.16KV | 1 | 0% | 1 | EA |  | E | 0 | 75 | 132 | E | 132 | 9900 | 9900
| 2500A 7-SECTION SWGR - 4.16KV | 1 | 0% | 1 | EA |  | E | 0 | 75 | 154 | E | 154 | 11550 | 11550
| 2500A 8-SECTION SWGR - 4.16KV | 1 | 0% | 1 | EA |  | E | 0 | 75 | 176 | E | 176 | 13200 | 13200
| 2500A 9-SECTION SWGR - 4.16KV | 1 | 0% | 1 | EA |  | E | 0 | 75 | 198 | E | 198 | 14850 | 14850
| 2500A 10-SECTION SWGR - 4.16KV | 1 | 0% | 1 | EA |  | E | 0 | 75 | 220 | E | 220 | 16500 | 16500
| 2500A 11-SECTION SWGR - 4.16KV | 1 | 0% | 1 | EA |  | E | 0 | 75 | 242 | E | 242 | 18150 | 18150
| 2500A 12-SECTION SWGR - 4.16KV | 1 | 0% | 1 | EA |  | E | 0 | 75 | 264 | E | 264 | 19800 | 19800
| 2500A 13-SECTION SWGR - 4.16KV | 1 | 0% | 1 | EA |  | E | 0 | 75 | 286 | E | 286 | 21450 | 21450
| 2500A 14-SECTION SWGR - 4.16KV | 1 | 0% | 1 | EA |  | E | 0 | 75 | 308 | E | 308 | 23100 | 23100
| 2500A 15-SECTION SWGR - 4.16KV | 1 | 0% | 1 | EA |  | E | 0 | 75 | 330 | E | 330 | 24750 | 24750
| 2500A 16-SECTION SWGR - 4.16KV | 1 | 0% | 1 | EA |  | E | 0 | 75 | 352 | E | 352 | 26400 | 26400
| 2500A 17-SECTION SWGR - 4.16KV | 1 | 0% | 1 | EA |  | E | 0 | 75 | 374 | E | 374 | 28050 | 28050
| 2500A 18-SECTION SWGR - 4.16KV | 1 | 0% | 1 | EA |  | E | 0 | 75 | 396 | E | 396 | 29700 | 29700
| 2500A 19-SECTION SWGR - 4.16KV | 1 | 0% | 1 | EA |  | E | 0 | 75 | 418 | E | 418 | 31350 | 31350
| 2500A 20-SECTION SWGR - 4.16KV | 1 | 0% | 1 | EA |  | E | 0 | 75 | 440 | E | 440 | 33000 | 33000
| 3000A SWGR - 4.16KV | 1 | 0% | 1
1 | 3000A 1-SECTION SWGR - 4.16KV | 1 | 0% | 1 | EA |  | E | 0 | 75 | 24 | E | 24 | 1800 | 1800
| 3000A 2-SECTION SWGR - 4.16KV | 1 | 0% | 1 | EA |  | E | 0 | 75 | 48 | E | 48 | 3600 | 3600
| 3000A 3-SECTION SWGR - 4.16KV | 1 | 0% | 1 | EA |  | E | 0 | 75 | 72 | E | 72 | 5400 | 5400
| 3000A 4-SECTION SWGR - 4.16KV | 1 | 0% | 1 | EA |  | E | 0 | 75 | 96 | E | 96 | 7200 | 7200
| 3000A 5-SECTION SWGR - 4.16KV | 1 | 0% | 1 | EA |  | E | 0 | 75 | 120 | E | 120 | 9000 | 9000
| 3000A 6-SECTION SWGR - 4.16KV | 1 | 0% | 1 | EA |  | E | 0 | 75 | 144 | E | 144 | 10800 | 10800
| 3000A 7-SECTION SWGR - 4.16KV | 1 | 0% | 1 | EA |  | E | 0 | 75 | 168 | E | 168 | 12600 | 12600
| 3000A 8-SECTION SWGR - 4.16KV | 1 | 0% | 1 | EA |  | E | 0 | 75 | 192 | E | 192 | 14400 | 14400
| 3000A 9-SECTION SWGR - 4.16KV | 1 | 0% | 1 | EA |  | E | 0 | 75 | 216 | E | 216 | 16200 | 16200
| 3000A 10-SECTION SWGR - 4.16KV | 1 | 0% | 1 | EA |  | E | 0 | 75 | 240 | E | 240 | 18000 | 18000
| 3000A 11-SECTION SWGR - 4.16KV | 1 | 0% | 1 | EA |  | E | 0 | 75 | 264 | E | 264 | 19800 | 19800
| 3000A 12-SECTION SWGR - 4.16KV | 1 | 0% | 1 | EA |  | E | 0 | 75 | 288 | E | 288 | 21600 | 21600
| 3000A 13-SECTION SWGR - 4.16KV | 1 | 0% | 1 | EA |  | E | 0 | 75 | 312 | E | 312 | 23400 | 23400
| 3000A 14-SECTION SWGR - 4.16KV | 1 | 0% | 1 | EA |  | E | 0 | 75 | 336 | E | 336 | 25200 | 25200
| 3000A 15-SECTION SWGR - 4.16KV | 1 | 0% | 1 | EA |  | E | 0 | 75 | 360 | E | 360 | 27000 | 27000
| 3000A 16-SECTION SWGR - 4.16KV | 1 | 0% | 1 | EA |  | E | 0 | 75 | 384 | E | 384 | 28800 | 28800
| 3000A 17-SECTION SWGR - 4.16KV | 1 | 0% | 1 | EA |  | E | 0 | 75 | 408 | E | 408 | 30600 | 30600
| 3000A 18-SECTION SWGR - 4.16KV | 1 | 0% | 1 | EA |  | E | 0 | 75 | 432 | E | 432 | 32400 | 32400
| 3000A 19-SECTION SWGR - 4.16KV | 1 | 0% | 1 | EA |  | E | 0 | 75 | 456 | E | 456 | 34200 | 34200
| 3000A 20-SECTION SWGR - 4.16KV | 1 | 0% | 1 | EA |  | E | 0 | 75 | 480 | E | 480 | 36000 | 36000
| 3500A SWGR - 4.16KV | 1 | 0% | 1
1 | 3500A 1-SECTION SWGR - 4.16KV | 1 | 0% | 1 | EA |  | E | 0 | 75 | 26 | E | 26 | 1950 | 1950
| 3500A 2-SECTION SWGR - 4.16KV | 1 | 0% | 1 | EA |  | E | 0 | 75 | 52 | E | 52 | 3900 | 3900
| 3500A 3-SECTION SWGR - 4.16KV | 1 | 0% | 1 | EA |  | E | 0 | 75 | 78 | E | 78 | 5850 | 5850
| 3500A 4-SECTION SWGR - 4.16KV | 1 | 0% | 1 | EA |  | E | 0 | 75 | 104 | E | 104 | 7800 | 7800
| 3500A 5-SECTION SWGR - 4.16KV | 1 | 0% | 1 | EA |  | E | 0 | 75 | 130 | E | 130 | 9750 | 9750
| 3500A 6-SECTION SWGR - 4.16KV | 1 | 0% | 1 | EA |  | E | 0 | 75 | 156 | E | 156 | 11700 | 11700
| 3500A 7-SECTION SWGR - 4.16KV | 1 | 0% | 1 | EA |  | E | 0 | 75 | 182 | E | 182 | 13650 | 13650
| 3500A 8-SECTION SWGR - 4.16KV | 1 | 0% | 1 | EA |  | E | 0 | 75 | 208 | E | 208 | 15600 | 15600
| 3500A 9-SECTION SWGR - 4.16KV | 1 | 0% | 1 | EA |  | E | 0 | 75 | 234 | E | 234 | 17550 | 17550
| 3500A 10-SECTION SWGR - 4.16KV | 1 | 0% | 1 | EA |  | E | 0 | 75 | 260 | E | 260 | 19500 | 19500
| 3500A 11-SECTION SWGR - 4.16KV | 1 | 0% | 1 | EA |  | E | 0 | 75 | 286 | E | 286 | 21450 | 21450
| 3500A 12-SECTION SWGR - 4.16KV | 1 | 0% | 1 | EA |  | E | 0 | 75 | 312 | E | 312 | 23400 | 23400
| 3500A 13-SECTION SWGR - 4.16KV | 1 | 0% | 1 | EA |  | E | 0 | 75 | 338 | E | 338 | 25350 | 25350
| 3500A 14-SECTION SWGR - 4.16KV | 1 | 0% | 1 | EA |  | E | 0 | 75 | 364 | E | 364 | 27300 | 27300
| 3500A 15-SECTION SWGR - 4.16KV | 1 | 0% | 1 | EA |  | E | 0 | 75 | 390 | E | 390 | 29250 | 29250
| 3500A 16-SECTION SWGR - 4.16KV | 1 | 0% | 1 | EA |  | E | 0 | 75 | 416 | E | 416 | 31200 | 31200
| 3500A 17-SECTION SWGR - 4.16KV | 1 | 0% | 1 | EA |  | E | 0 | 75 | 442 | E | 442 | 33150 | 33150
| 3500A 18-SECTION SWGR - 4.16KV | 1 | 0% | 1 | EA |  | E | 0 | 75 | 468 | E | 468 | 35100 | 35100
| 3500A 19-SECTION SWGR - 4.16KV | 1 | 0% | 1 | EA |  | E | 0 | 75 | 494 | E | 494 | 37050 | 37050
| 3500A 20-SECTION SWGR - 4.16KV | 1 | 0% | 1 | EA |  | E | 0 | 75 | 520 | E | 520 | 39000 | 39000
| 4000A SWGR - 4.16KV | 1 | 0% | 1
1 | 4000A 1-SECTION SWGR - 4.16KV | 1 | 0% | 1 | EA |  | E | 0 | 75 | 28 | E | 28 | 2100 | 2100
| 4000A 2-SECTION SWGR - 4.16KV | 1 | 0% | 1 | EA |  | E | 0 | 75 | 56 | E | 56 | 4200 | 4200
| 4000A 3-SECTION SWGR - 4.16KV | 1 | 0% | 1 | EA |  | E | 0 | 75 | 84 | E | 84 | 6300 | 6300
| 4000A 4-SECTION SWGR - 4.16KV | 1 | 0% | 1 | EA |  | E | 0 | 75 | 112 | E | 112 | 8400 | 8400
| 4000A 5-SECTION SWGR - 4.16KV | 1 | 0% | 1 | EA |  | E | 0 | 75 | 140 | E | 140 | 10500 | 10500
| 4000A 6-SECTION SWGR - 4.16KV | 1 | 0% | 1 | EA |  | E | 0 | 75 | 168 | E | 168 | 12600 | 12600
| 4000A 7-SECTION SWGR - 4.16KV | 1 | 0% | 1 | EA |  | E | 0 | 75 | 196 | E | 196 | 14700 | 14700
| 4000A 8-SECTION SWGR - 4.16KV | 1 | 0% | 1 | EA |  | E | 0 | 75 | 224 | E | 224 | 16800 | 16800
| 4000A 9-SECTION SWGR - 4.16KV | 1 | 0% | 1 | EA |  | E | 0 | 75 | 252 | E | 252 | 18900 | 18900
| 4000A 10-SECTION SWGR - 4.16KV | 1 | 0% | 1 | EA |  | E | 0 | 75 | 280 | E | 280 | 21000 | 21000
| 4000A 11-SECTION SWGR - 4.16KV | 1 | 0% | 1 | EA |  | E | 0 | 75 | 308 | E | 308 | 23100 | 23100
| 4000A 12-SECTION SWGR - 4.16KV | 1 | 0% | 1 | EA |  | E | 0 | 75 | 336 | E | 336 | 25200 | 25200
| 4000A 13-SECTION SWGR - 4.16KV | 1 | 0% | 1 | EA |  | E | 0 | 75 | 364 | E | 364 | 27300 | 27300
| 4000A 14-SECTION SWGR - 4.16KV | 1 | 0% | 1 | EA |  | E | 0 | 75 | 392 | E | 392 | 29400 | 29400
| 4000A 15-SECTION SWGR - 4.16KV | 1 | 0% | 1 | EA |  | E | 0 | 75 | 420 | E | 420 | 31500 | 31500
| 4000A 16-SECTION SWGR - 4.16KV | 1 | 0% | 1 | EA |  | E | 0 | 75 | 448 | E | 448 | 33600 | 33600
| 4000A 17-SECTION SWGR - 4.16KV | 1 | 0% | 1 | EA |  | E | 0 | 75 | 476 | E | 476 | 35700 | 35700
| 4000A 18-SECTION SWGR - 4.16KV | 1 | 0% | 1 | EA |  | E | 0 | 75 | 504 | E | 504 | 37800 | 37800
| 4000A 19-SECTION SWGR - 4.16KV | 1 | 0% | 1 | EA |  | E | 0 | 75 | 532 | E | 532 | 39900 | 39900
| 4000A 20-SECTION SWGR - 4.16KV | 1 | 0% | 1 | EA |  | E | 0 | 75 | 560 | E | 560 | 42000 | 42000
| 6000A SWGR - 4.16KV | 1 | 0% | 1
1 | 6000A 1-SECTION SWGR - 4.16KV | 1 | 0% | 1 | EA |  | E | 0 | 75 | 32 | E | 32 | 2400 | 2400
| 6000A 2-SECTION SWGR - 4.16KV | 1 | 0% | 1 | EA |  | E | 0 | 75 | 64 | E | 64 | 4800 | 4800
| 6000A 3-SECTION SWGR - 4.16KV | 1 | 0% | 1 | EA |  | E | 0 | 75 | 96 | E | 96 | 7200 | 7200
| 6000A 4-SECTION SWGR - 4.16KV | 1 | 0% | 1 | EA |  | E | 0 | 75 | 128 | E | 128 | 9600 | 9600
| 6000A 5-SECTION SWGR - 4.16KV | 1 | 0% | 1 | EA |  | E | 0 | 75 | 160 | E | 160 | 12000 | 12000
| 6000A 6-SECTION SWGR - 4.16KV | 1 | 0% | 1 | EA |  | E | 0 | 75 | 192 | E | 192 | 14400 | 14400
| 6000A 7-SECTION SWGR - 4.16KV | 1 | 0% | 1 | EA |  | E | 0 | 75 | 224 | E | 224 | 16800 | 16800
| 6000A 8-SECTION SWGR - 4.16KV | 1 | 0% | 1 | EA |  | E | 0 | 75 | 256 | E | 256 | 19200 | 19200
| 6000A 9-SECTION SWGR - 4.16KV | 1 | 0% | 1 | EA |  | E | 0 | 75 | 288 | E | 288 | 21600 | 21600
| 6000A 10-SECTION SWGR - 4.16KV | 1 | 0% | 1 | EA |  | E | 0 | 75 | 320 | E | 320 | 24000 | 24000
| 6000A 11-SECTION SWGR - 4.16KV | 1 | 0% | 1 | EA |  | E | 0 | 75 | 352 | E | 352 | 26400 | 26400
| 6000A 12-SECTION SWGR - 4.16KV | 1 | 0% | 1 | EA |  | E | 0 | 75 | 384 | E | 384 | 28800 | 28800
| 6000A 13-SECTION SWGR - 4.16KV | 1 | 0% | 1 | EA |  | E | 0 | 75 | 416 | E | 416 | 31200 | 31200
| 6000A 14-SECTION SWGR - 4.16KV | 1 | 0% | 1 | EA |  | E | 0 | 75 | 448 | E | 448 | 33600 | 33600
| 6000A 15-SECTION SWGR - 4.16KV | 1 | 0% | 1 | EA |  | E | 0 | 75 | 480 | E | 480 | 36000 | 36000
| 6000A 16-SECTION SWGR - 4.16KV | 1 | 0% | 1 | EA |  | E | 0 | 75 | 512 | E | 512 | 38400 | 38400
| 6000A 17-SECTION SWGR - 4.16KV | 1 | 0% | 1 | EA |  | E | 0 | 75 | 544 | E | 544 | 40800 | 40800
| 6000A 18-SECTION SWGR - 4.16KV | 1 | 0% | 1 | EA |  | E | 0 | 75 | 576 | E | 576 | 43200 | 43200
| 6000A 19-SECTION SWGR - 4.16KV | 1 | 0% | 1 | EA |  | E | 0 | 75 | 608 | E | 608 | 45600 | 45600
| 6000A 20-SECTION SWGR - 4.16KV | 1 | 0% | 1 | EA |  | E | 0 | 75 | 640 | E | 640 | 48000 | 48000
| 8000A SWGR - 4.16KV | 1 | 0% | 1
1 | 8000A 1-SECTION SWGR - 4.16KV | 1 | 0% | 1 | EA |  | E | 0 | 75 | 36 | E | 36 | 2700 | 2700
| 8000A 2-SECTION SWGR - 4.16KV | 1 | 0% | 1 | EA |  | E | 0 | 75 | 72 | E | 72 | 5400 | 5400
| 8000A 3-SECTION SWGR - 4.16KV | 1 | 0% | 1 | EA |  | E | 0 | 75 | 108 | E | 108 | 8100 | 8100
| 8000A 4-SECTION SWGR - 4.16KV | 1 | 0% | 1 | EA |  | E | 0 | 75 | 144 | E | 144 | 10800 | 10800
| 8000A 5-SECTION SWGR - 4.16KV | 1 | 0% | 1 | EA |  | E | 0 | 75 | 180 | E | 180 | 13500 | 13500
| 8000A 6-SECTION SWGR - 4.16KV | 1 | 0% | 1 | EA |  | E | 0 | 75 | 216 | E | 216 | 16200 | 16200
| 8000A 7-SECTION SWGR - 4.16KV | 1 | 0% | 1 | EA |  | E | 0 | 75 | 252 | E | 252 | 18900 | 18900
| 8000A 8-SECTION SWGR - 4.16KV | 1 | 0% | 1 | EA |  | E | 0 | 75 | 288 | E | 288 | 21600 | 21600
| 8000A 9-SECTION SWGR - 4.16KV | 1 | 0% | 1 | EA |  | E | 0 | 75 | 324 | E | 324 | 24300 | 24300
| 8000A 10-SECTION SWGR - 4.16KV | 1 | 0% | 1 | EA |  | E | 0 | 75 | 360 | E | 360 | 27000 | 27000
| 8000A 11-SECTION SWGR - 4.16KV | 1 | 0% | 1 | EA |  | E | 0 | 75 | 396 | E | 396 | 29700 | 29700
| 8000A 12-SECTION SWGR - 4.16KV | 1 | 0% | 1 | EA |  | E | 0 | 75 | 432 | E | 432 | 32400 | 32400
| 8000A 13-SECTION SWGR - 4.16KV | 1 | 0% | 1 | EA |  | E | 0 | 75 | 468 | E | 468 | 35100 | 35100
| 8000A 14-SECTION SWGR - 4.16KV | 1 | 0% | 1 | EA |  | E | 0 | 75 | 504 | E | 504 | 37800 | 37800
| 8000A 15-SECTION SWGR - 4.16KV | 1 | 0% | 1 | EA |  | E | 0 | 75 | 540 | E | 540 | 40500 | 40500
| 8000A 16-SECTION SWGR - 4.16KV | 1 | 0% | 1 | EA |  | E | 0 | 75 | 576 | E | 576 | 43200 | 43200
| 8000A 17-SECTION SWGR - 4.16KV | 1 | 0% | 1 | EA |  | E | 0 | 75 | 612 | E | 612 | 45900 | 45900
| 8000A 18-SECTION SWGR - 4.16KV | 1 | 0% | 1 | EA |  | E | 0 | 75 | 648 | E | 648 | 48600 | 48600
| 8000A 19-SECTION SWGR - 4.16KV | 1 | 0% | 1 | EA |  | E | 0 | 75 | 684 | E | 684 | 51300 | 51300
| 8000A 20-SECTION SWGR - 4.16KV | 1 | 0% | 1 | EA |  | E | 0 | 75 | 720 | E | 720 | 54000 | 54000
200A SWGR - 13.8KV
1 | 200A 1-SECTION SWGR - 13.8KV | 1 | 0% | 1 | EA |  | E | 0 | 75 | 8 | E | 8 | 600 | 600
| 200A 2-SECTION SWGR - 13.8KV | 1 | 0% | 1 | EA |  | E | 0 | 75 | 16 | E | 16 | 1200 | 1200
| 200A 3-SECTION SWGR - 13.8KV | 1 | 0% | 1 | EA |  | E | 0 | 75 | 24 | E | 24 | 1800 | 1800
| 200A 4-SECTION SWGR - 13.8KV | 1 | 0% | 1 | EA |  | E | 0 | 75 | 32 | E | 32 | 2400 | 2400
| 200A 5-SECTION SWGR - 13.8KV | 1 | 0% | 1 | EA |  | E | 0 | 75 | 40 | E | 40 | 3000 | 3000
| 200A 6-SECTION SWGR - 13.8KV | 1 | 0% | 1 | EA |  | E | 0 | 75 | 48 | E | 48 | 3600 | 3600
| 200A 7-SECTION SWGR - 13.8KV | 1 | 0% | 1 | EA |  | E | 0 | 75 | 56 | E | 56 | 4200 | 4200
| 200A 8-SECTION SWGR - 13.8KV | 1 | 0% | 1 | EA |  | E | 0 | 75 | 64 | E | 64 | 4800 | 4800
| 200A 9-SECTION SWGR - 13.8KV | 1 | 0% | 1 | EA |  | E | 0 | 75 | 72 | E | 72 | 5400 | 5400
| 200A 10-SECTION SWGR - 13.8KV | 1 | 0% | 1 | EA |  | E | 0 | 75 | 80 | E | 80 | 6000 | 6000
| 200A 11-SECTION SWGR - 13.8KV | 1 | 0% | 1 | EA |  | E | 0 | 75 | 88 | E | 88 | 6600 | 6600
| 200A 12-SECTION SWGR - 13.8KV | 1 | 0% | 1 | EA |  | E | 0 | 75 | 96 | E | 96 | 7200 | 7200
| 200A 13-SECTION SWGR - 13.8KV | 1 | 0% | 1 | EA |  | E | 0 | 75 | 104 | E | 104 | 7800 | 7800
| 200A 14-SECTION SWGR - 13.8KV | 1 | 0% | 1 | EA |  | E | 0 | 75 | 112 | E | 112 | 8400 | 8400
| 200A 15-SECTION SWGR - 13.8KV | 1 | 0% | 1 | EA |  | E | 0 | 75 | 120 | E | 120 | 9000 | 9000
| 200A 16-SECTION SWGR - 13.8KV | 1 | 0% | 1 | EA |  | E | 0 | 75 | 128 | E | 128 | 9600 | 9600
| 200A 17-SECTION SWGR - 13.8KV | 1 | 0% | 1 | EA |  | E | 0 | 75 | 136 | E | 136 | 10200 | 10200
| 200A 18-SECTION SWGR - 13.8KV | 1 | 0% | 1 | EA |  | E | 0 | 75 | 144 | E | 144 | 10800 | 10800
| 200A 19-SECTION SWGR - 13.8KV | 1 | 0% | 1 | EA |  | E | 0 | 75 | 152 | E | 152 | 11400 | 11400
| 200A 20-SECTION SWGR - 13.8KV | 1 | 0% | 1 | EA |  | E | 0 | 75 | 160 | E | 160 | 12000 | 12000
400A SWGR - 13.8KV
1 | 400A 1-SECTION SWGR - 13.8KV | 1 | 0% | 1 | EA |  | E | 0 | 75 | 10 | E | 10 | 750 | 750
| 400A 2-SECTION SWGR - 13.8KV | 1 | 0% | 1 | EA |  | E | 0 | 75 | 20 | E | 20 | 1500 | 1500
| 400A 3-SECTION SWGR - 13.8KV | 1 | 0% | 1 | EA |  | E | 0 | 75 | 30 | E | 30 | 2250 | 2250
| 400A 4-SECTION SWGR - 13.8KV | 1 | 0% | 1 | EA |  | E | 0 | 75 | 40 | E | 40 | 3000 | 3000
| 400A 5-SECTION SWGR - 13.8KV | 1 | 0% | 1 | EA |  | E | 0 | 75 | 50 | E | 50 | 3750 | 3750
| 400A 6-SECTION SWGR - 13.8KV | 1 | 0% | 1 | EA |  | E | 0 | 75 | 60 | E | 60 | 4500 | 4500
| 400A 7-SECTION SWGR - 13.8KV | 1 | 0% | 1 | EA |  | E | 0 | 75 | 70 | E | 70 | 5250 | 5250
| 400A 8-SECTION SWGR - 13.8KV | 1 | 0% | 1 | EA |  | E | 0 | 75 | 80 | E | 80 | 6000 | 6000
| 400A 9-SECTION SWGR - 13.8KV | 1 | 0% | 1 | EA |  | E | 0 | 75 | 90 | E | 90 | 6750 | 6750
| 400A 10-SECTION SWGR - 13.8KV | 1 | 0% | 1 | EA |  | E | 0 | 75 | 100 | E | 100 | 7500 | 7500
| 400A 11-SECTION SWGR - 13.8KV | 1 | 0% | 1 | EA |  | E | 0 | 75 | 110 | E | 110 | 8250 | 8250
| 400A 12-SECTION SWGR - 13.8KV | 1 | 0% | 1 | EA |  | E | 0 | 75 | 120 | E | 120 | 9000 | 9000
| 400A 13-SECTION SWGR - 13.8KV | 1 | 0% | 1 | EA |  | E | 0 | 75 | 130 | E | 130 | 9750 | 9750
| 400A 14-SECTION SWGR - 13.8KV | 1 | 0% | 1 | EA |  | E | 0 | 75 | 140 | E | 140 | 10500 | 10500
| 400A 15-SECTION SWGR - 13.8KV | 1 | 0% | 1 | EA |  | E | 0 | 75 | 150 | E | 150 | 11250 | 11250
| 400A 16-SECTION SWGR - 13.8KV | 1 | 0% | 1 | EA |  | E | 0 | 75 | 160 | E | 160 | 12000 | 12000
| 400A 17-SECTION SWGR - 13.8KV | 1 | 0% | 1 | EA |  | E | 0 | 75 | 170 | E | 170 | 12750 | 12750
| 400A 18-SECTION SWGR - 13.8KV | 1 | 0% | 1 | EA |  | E | 0 | 75 | 180 | E | 180 | 13500 | 13500
| 400A 19-SECTION SWGR - 13.8KV | 1 | 0% | 1 | EA |  | E | 0 | 75 | 190 | E | 190 | 14250 | 14250
| 400A 20-SECTION SWGR - 13.8KV | 1 | 0% | 1 | EA |  | E | 0 | 75 | 200 | E | 200 | 15000 | 15000
600A SWGR - 13.8KV
1 | 600A 1-SECTION SWGR - 13.8KV | 1 | 0% | 1 | EA |  | E | 0 | 75 | 12 | E | 12 | 900 | 900
| 600A 2-SECTION SWGR - 13.8KV | 1 | 0% | 1 | EA |  | E | 0 | 75 | 24 | E | 24 | 1800 | 1800
| 600A 3-SECTION SWGR - 13.8KV | 1 | 0% | 1 | EA |  | E | 0 | 75 | 36 | E | 36 | 2700 | 2700
| 600A 4-SECTION SWGR - 13.8KV | 1 | 0% | 1 | EA |  | E | 0 | 75 | 48 | E | 48 | 3600 | 3600
| 600A 5-SECTION SWGR - 13.8KV | 1 | 0% | 1 | EA |  | E | 0 | 75 | 60 | E | 60 | 4500 | 4500
| 600A 6-SECTION SWGR - 13.8KV | 1 | 0% | 1 | EA |  | E | 0 | 75 | 72 | E | 72 | 5400 | 5400
| 600A 7-SECTION SWGR - 13.8KV | 1 | 0% | 1 | EA |  | E | 0 | 75 | 84 | E | 84 | 6300 | 6300
| 600A 8-SECTION SWGR - 13.8KV | 1 | 0% | 1 | EA |  | E | 0 | 75 | 96 | E | 96 | 7200 | 7200
| 600A 9-SECTION SWGR - 13.8KV |  | 0% |  | EA |  | E | 0 | 75 | 108 | E | 0 | 0 | 0
| 600A 10-SECTION SWGR - 13.8KV | 1 | 0% | 1 | EA |  | E | 0 | 75 | 120 | E | 120 | 9000 | 9000
| 600A 11-SECTION SWGR - 13.8KV | 1 | 0% | 1 | EA |  | E | 0 | 75 | 132 | E | 132 | 9900 | 9900
| 600A 12-SECTION SWGR - 13.8KV | 1 | 0% | 1 | EA |  | E | 0 | 75 | 144 | E | 144 | 10800 | 10800
| 600A 13-SECTION SWGR - 13.8KV | 1 | 0% | 1 | EA |  | E | 0 | 75 | 156 | E | 156 | 11700 | 11700
| 600A 14-SECTION SWGR - 13.8KV | 1 | 0% | 1 | EA |  | E | 0 | 75 | 168 | E | 168 | 12600 | 12600
| 600A 15-SECTION SWGR - 13.8KV | 1 | 0% | 1 | EA |  | E | 0 | 75 | 180 | E | 180 | 13500 | 13500
| 600A 16-SECTION SWGR - 13.8KV | 1 | 0% | 1 | EA |  | E | 0 | 75 | 192 | E | 192 | 14400 | 14400
| 600A 17-SECTION SWGR - 13.8KV | 1 | 0% | 1 | EA |  | E | 0 | 75 | 204 | E | 204 | 15300 | 15300
| 600A 18-SECTION SWGR - 13.8KV | 1 | 0% | 1 | EA |  | E | 0 | 75 | 216 | E | 216 | 16200 | 16200
| 600A 19-SECTION SWGR - 13.8KV | 1 | 0% | 1 | EA |  | E | 0 | 75 | 228 | E | 228 | 17100 | 17100
| 600A 20-SECTION SWGR - 13.8KV | 1 | 0% | 1 | EA |  | E | 0 | 75 | 240 | E | 240 | 18000 | 18000
800A SWGR - 13.8KV
1 | 800A 1-SECTION SWGR - 13.8KV | 1 | 0% | 1 | EA |  | E | 0 | 75 | 14 | E | 14 | 1050 | 1050
| 800A 2-SECTION SWGR - 13.8KV | 1 | 0% | 1 | EA |  | E | 0 | 75 | 28 | E | 28 | 2100 | 2100
| 800A 3-SECTION SWGR - 13.8KV | 1 | 0% | 1 | EA |  | E | 0 | 75 | 42 | E | 42 | 3150 | 3150
| 800A 4-SECTION SWGR - 13.8KV | 1 | 0% | 1 | EA |  | E | 0 | 75 | 56 | E | 56 | 4200 | 4200
| 800A 5-SECTION SWGR - 13.8KV | 1 | 0% | 1 | EA |  | E | 0 | 75 | 70 | E | 70 | 5250 | 5250
| 800A 6-SECTION SWGR - 13.8KV | 1 | 0% | 1 | EA |  | E | 0 | 75 | 84 | E | 84 | 6300 | 6300
| 800A 7-SECTION SWGR - 13.8KV | 1 | 0% | 1 | EA |  | E | 0 | 75 | 98 | E | 98 | 7350 | 7350
| 800A 8-SECTION SWGR - 13.8KV | 1 | 0% | 1 | EA |  | E | 0 | 75 | 112 | E | 112 | 8400 | 8400
| 800A 9-SECTION SWGR - 13.8KV | 1 | 0% | 1 | EA |  | E | 0 | 75 | 126 | E | 126 | 9450 | 9450
| 800A 10-SECTION SWGR - 13.8KV | 1 | 0% | 1 | EA |  | E | 0 | 75 | 140 | E | 140 | 10500 | 10500
| 800A 11-SECTION SWGR - 13.8KV | 1 | 0% | 1 | EA |  | E | 0 | 75 | 154 | E | 154 | 11550 | 11550
| 800A 12-SECTION SWGR - 13.8KV | 1 | 0% | 1 | EA |  | E | 0 | 75 | 168 | E | 168 | 12600 | 12600
| 800A 13-SECTION SWGR - 13.8KV | 1 | 0% | 1 | EA |  | E | 0 | 75 | 182 | E | 182 | 13650 | 13650
| 800A 14-SECTION SWGR - 13.8KV | 1 | 0% | 1 | EA |  | E | 0 | 75 | 196 | E | 196 | 14700 | 14700
| 800A 15-SECTION SWGR - 13.8KV | 1 | 0% | 1 | EA |  | E | 0 | 75 | 210 | E | 210 | 15750 | 15750
| 800A 16-SECTION SWGR - 13.8KV | 1 | 0% | 1 | EA |  | E | 0 | 75 | 224 | E | 224 | 16800 | 16800
| 800A 17-SECTION SWGR - 13.8KV | 1 | 0% | 1 | EA |  | E | 0 | 75 | 238 | E | 238 | 17850 | 17850
| 800A 18-SECTION SWGR - 13.8KV | 1 | 0% | 1 | EA |  | E | 0 | 75 | 252 | E | 252 | 18900 | 18900
| 800A 19-SECTION SWGR - 13.8KV | 1 | 0% | 1 | EA |  | E | 0 | 75 | 266 | E | 266 | 19950 | 19950
| 800A 20-SECTION SWGR - 13.8KV | 1 | 0% | 1 | EA |  | E | 0 | 75 | 280 | E | 280 | 21000 | 21000
1200A SWGR - 13.8KV
1 | 1200A 1-SECTION SWGR - 13.8KV | 1 | 0% | 1 | EA |  | E | 0 | 75 | 16 | E | 16 | 1200 | 1200
| 1200A 2-SECTION SWGR - 13.8KV | 1 | 0% | 1 | EA |  | E | 0 | 75 | 32 | E | 32 | 2400 | 2400
| 1200A 3-SECTION SWGR - 13.8KV | 1 | 0% | 1 | EA |  | E | 0 | 75 | 48 | E | 48 | 3600 | 3600
| 1200A 4-SECTION SWGR - 13.8KV | 1 | 0% | 1 | EA |  | E | 0 | 75 | 64 | E | 64 | 4800 | 4800
| 1200A 5-SECTION SWGR - 13.8KV | 1 | 0% | 1 | EA |  | E | 0 | 75 | 80 | E | 80 | 6000 | 6000
| 1200A 6-SECTION SWGR - 13.8KV | 1 | 0% | 1 | EA |  | E | 0 | 75 | 96 | E | 96 | 7200 | 7200
| 1200A 7-SECTION SWGR - 13.8KV | 1 | 0% | 1 | EA |  | E | 0 | 75 | 112 | E | 112 | 8400 | 8400
| 1200A 8-SECTION SWGR - 13.8KV | 1 | 0% | 1 | EA |  | E | 0 | 75 | 128 | E | 128 | 9600 | 9600
| 1200A 9-SECTION SWGR - 13.8KV | 1 | 0% | 1 | EA |  | E | 0 | 75 | 144 | E | 144 | 10800 | 10800
| 1200A 10-SECTION SWGR - 13.8KV | 1 | 0% | 1 | EA |  | E | 0 | 75 | 160 | E | 160 | 12000 | 12000
| 1200A 11-SECTION SWGR - 13.8KV | 1 | 0% | 1 | EA |  | E | 0 | 75 | 176 | E | 176 | 13200 | 13200
| 1200A 12-SECTION SWGR - 13.8KV | 1 | 0% | 1 | EA |  | E | 0 | 75 | 192 | E | 192 | 14400 | 14400
| 1200A 13-SECTION SWGR - 13.8KV | 1 | 0% | 1 | EA |  | E | 0 | 75 | 208 | E | 208 | 15600 | 15600
| 1200A 14-SECTION SWGR - 13.8KV | 1 | 0% | 1 | EA |  | E | 0 | 75 | 224 | E | 224 | 16800 | 16800
| 1200A 15-SECTION SWGR - 13.8KV | 1 | 0% | 1 | EA |  | E | 0 | 75 | 240 | E | 240 | 18000 | 18000
| 1200A 16-SECTION SWGR - 13.8KV | 1 | 0% | 1 | EA |  | E | 0 | 75 | 256 | E | 256 | 19200 | 19200
| 1200A 17-SECTION SWGR - 13.8KV | 1 | 0% | 1 | EA |  | E | 0 | 75 | 272 | E | 272 | 20400 | 20400
| 1200A 18-SECTION SWGR - 13.8KV | 1 | 0% | 1 | EA |  | E | 0 | 75 | 288 | E | 288 | 21600 | 21600
| 1200A 19-SECTION SWGR - 13.8KV | 1 | 0% | 1 | EA |  | E | 0 | 75 | 304 | E | 304 | 22800 | 22800
| 1200A 20-SECTION SWGR - 13.8KV | 1 | 0% | 1 | EA |  | E | 0 | 75 | 320 | E | 320 | 24000 | 24000
1600A SWGR - 13.8KV
1 | 1600A 1-SECTION SWGR - 13.8KV | 1 | 0% | 1 | EA |  | E | 0 | 75 | 18 | E | 18 | 1350 | 1350
| 1600A 2-SECTION SWGR - 13.8KV | 1 | 0% | 1 | EA |  | E | 0 | 75 | 36 | E | 36 | 2700 | 2700
| 1600A 3-SECTION SWGR - 13.8KV | 1 | 0% | 1 | EA |  | E | 0 | 75 | 54 | E | 54 | 4050 | 4050
| 1600A 4-SECTION SWGR - 13.8KV | 1 | 0% | 1 | EA |  | E | 0 | 75 | 72 | E | 72 | 5400 | 5400
| 1600A 5-SECTION SWGR - 13.8KV | 1 | 0% | 1 | EA |  | E | 0 | 75 | 90 | E | 90 | 6750 | 6750
| 1600A 6-SECTION SWGR - 13.8KV | 1 | 0% | 1 | EA |  | E | 0 | 75 | 108 | E | 108 | 8100 | 8100
| 1600A 7-SECTION SWGR - 13.8KV | 1 | 0% | 1 | EA |  | E | 0 | 75 | 126 | E | 126 | 9450 | 9450
| 1600A 8-SECTION SWGR - 13.8KV | 1 | 0% | 1 | EA |  | E | 0 | 75 | 144 | E | 144 | 10800 | 10800
| 1600A 9-SECTION SWGR - 13.8KV | 1 | 0% | 1 | EA |  | E | 0 | 75 | 162 | E | 162 | 12150 | 12150
| 1600A 10-SECTION SWGR - 13.8KV | 1 | 0% | 1 | EA |  | E | 0 | 75 | 180 | E | 180 | 13500 | 13500
| 1600A 11-SECTION SWGR - 13.8KV | 1 | 0% | 1 | EA |  | E | 0 | 75 | 198 | E | 198 | 14850 | 14850
| 1600A 12-SECTION SWGR - 13.8KV | 1 | 0% | 1 | EA |  | E | 0 | 75 | 216 | E | 216 | 16200 | 16200
| 1600A 13-SECTION SWGR - 13.8KV | 1 | 0% | 1 | EA |  | E | 0 | 75 | 234 | E | 234 | 17550 | 17550
| 1600A 14-SECTION SWGR - 13.8KV | 1 | 0% | 1 | EA |  | E | 0 | 75 | 252 | E | 252 | 18900 | 18900
| 1600A 15-SECTION SWGR - 13.8KV | 1 | 0% | 1 | EA |  | E | 0 | 75 | 270 | E | 270 | 20250 | 20250
| 1600A 16-SECTION SWGR - 13.8KV | 1 | 0% | 1 | EA |  | E | 0 | 75 | 288 | E | 288 | 21600 | 21600
| 1600A 17-SECTION SWGR - 13.8KV | 1 | 0% | 1 | EA |  | E | 0 | 75 | 306 | E | 306 | 22950 | 22950
| 1600A 18-SECTION SWGR - 13.8KV | 1 | 0% | 1 | EA |  | E | 0 | 75 | 324 | E | 324 | 24300 | 24300
| 1600A 19-SECTION SWGR - 13.8KV | 1 | 0% | 1 | EA |  | E | 0 | 75 | 342 | E | 342 | 25650 | 25650
| 1600A 20-SECTION SWGR - 13.8KV | 1 | 0% | 1 | EA |  | E | 0 | 75 | 360 | E | 360 | 27000 | 27000
2000A SWGR - 13.8KV
1 | 2000A 1-SECTION SWGR - 13.8KV | 1 | 0% | 1 | EA |  | E | 0 | 75 | 22 | E | 22 | 1650 | 1650
| 2000A 2-SECTION SWGR - 13.8KV | 1 | 0% | 1 | EA |  | E | 0 | 75 | 44 | E | 44 | 3300 | 3300
| 2000A 3-SECTION SWGR - 13.8KV | 1 | 0% | 1 | EA |  | E | 0 | 75 | 66 | E | 66 | 4950 | 4950
| 2000A 4-SECTION SWGR - 13.8KV | 1 | 0% | 1 | EA |  | E | 0 | 75 | 88 | E | 88 | 6600 | 6600
| 2000A 5-SECTION SWGR - 13.8KV | 1 | 0% | 1 | EA |  | E | 0 | 75 | 110 | E | 110 | 8250 | 8250
| 2000A 6-SECTION SWGR - 13.8KV | 1 | 0% | 1 | EA |  | E | 0 | 75 | 132 | E | 132 | 9900 | 9900
| 2000A 7-SECTION SWGR - 13.8KV | 1 | 0% | 1 | EA |  | E | 0 | 75 | 154 | E | 154 | 11550 | 11550
| 2000A 8-SECTION SWGR - 13.8KV | 1 | 0% | 1 | EA |  | E | 0 | 75 | 176 | E | 176 | 13200 | 13200
| 2000A 9-SECTION SWGR - 13.8KV | 1 | 0% | 1 | EA |  | E | 0 | 75 | 198 | E | 198 | 14850 | 14850
| 2000A 10-SECTION SWGR - 13.8KV | 1 | 0% | 1 | EA |  | E | 0 | 75 | 220 | E | 220 | 16500 | 16500
| 2000A 11-SECTION SWGR - 13.8KV | 1 | 0% | 1 | EA |  | E | 0 | 75 | 242 | E | 242 | 18150 | 18150
| 2000A 12-SECTION SWGR - 13.8KV | 1 | 0% | 1 | EA |  | E | 0 | 75 | 264 | E | 264 | 19800 | 19800
| 2000A 13-SECTION SWGR - 13.8KV | 1 | 0% | 1 | EA |  | E | 0 | 75 | 286 | E | 286 | 21450 | 21450
| 2000A 14-SECTION SWGR - 13.8KV | 1 | 0% | 1 | EA |  | E | 0 | 75 | 308 | E | 308 | 23100 | 23100
| 2000A 15-SECTION SWGR - 13.8KV | 1 | 0% | 1 | EA |  | E | 0 | 75 | 330 | E | 330 | 24750 | 24750
| 2000A 16-SECTION SWGR - 13.8KV | 1 | 0% | 1 | EA |  | E | 0 | 75 | 352 | E | 352 | 26400 | 26400
| 2000A 17-SECTION SWGR - 13.8KV | 1 | 0% | 1 | EA |  | E | 0 | 75 | 374 | E | 374 | 28050 | 28050
| 2000A 18-SECTION SWGR - 13.8KV | 1 | 0% | 1 | EA |  | E | 0 | 75 | 396 | E | 396 | 29700 | 29700
| 2000A 19-SECTION SWGR - 13.8KV | 1 | 0% | 1 | EA |  | E | 0 | 75 | 418 | E | 418 | 31350 | 31350
| 2000A 20-SECTION SWGR - 13.8KV | 1 | 0% | 1 | EA |  | E | 0 | 75 | 440 | E | 440 | 33000 | 33000
2500A SWGR - 13.8KV
1 | 2500A 1-SECTION SWGR - 13.8KV | 1 | 0% | 1 | EA |  | E | 0 | 75 | 24 | E | 24 | 1800 | 1800
| 2500A 2-SECTION SWGR - 13.8KV | 1 | 0% | 1 | EA |  | E | 0 | 75 | 48 | E | 48 | 3600 | 3600
| 2500A 3-SECTION SWGR - 13.8KV | 1 | 0% | 1 | EA |  | E | 0 | 75 | 72 | E | 72 | 5400 | 5400
| 2500A 4-SECTION SWGR - 13.8KV | 1 | 0% | 1 | EA |  | E | 0 | 75 | 96 | E | 96 | 7200 | 7200
| 2500A 5-SECTION SWGR - 13.8KV | 1 | 0% | 1 | EA |  | E | 0 | 75 | 120 | E | 120 | 9000 | 9000
| 2500A 6-SECTION SWGR - 13.8KV | 1 | 0% | 1 | EA |  | E | 0 | 75 | 144 | E | 144 | 10800 | 10800
| 2500A 7-SECTION SWGR - 13.8KV | 1 | 0% | 1 | EA |  | E | 0 | 75 | 168 | E | 168 | 12600 | 12600
| 2500A 8-SECTION SWGR - 13.8KV | 1 | 0% | 1 | EA |  | E | 0 | 75 | 192 | E | 192 | 14400 | 14400
| 2500A 9-SECTION SWGR - 13.8KV | 1 | 0% | 1 | EA |  | E | 0 | 75 | 216 | E | 216 | 16200 | 16200
| 2500A 10-SECTION SWGR - 13.8KV | 1 | 0% | 1 | EA |  | E | 0 | 75 | 240 | E | 240 | 18000 | 18000
| 2500A 11-SECTION SWGR - 13.8KV | 1 | 0% | 1 | EA |  | E | 0 | 75 | 264 | E | 264 | 19800 | 19800
| 2500A 12-SECTION SWGR - 13.8KV | 1 | 0% | 1 | EA |  | E | 0 | 75 | 288 | E | 288 | 21600 | 21600
| 2500A 13-SECTION SWGR - 13.8KV | 1 | 0% | 1 | EA |  | E | 0 | 75 | 312 | E | 312 | 23400 | 23400
| 2500A 14-SECTION SWGR - 13.8KV | 1 | 0% | 1 | EA |  | E | 0 | 75 | 336 | E | 336 | 25200 | 25200
| 2500A 15-SECTION SWGR - 13.8KV | 1 | 0% | 1 | EA |  | E | 0 | 75 | 360 | E | 360 | 27000 | 27000
| 2500A 16-SECTION SWGR - 13.8KV | 1 | 0% | 1 | EA |  | E | 0 | 75 | 384 | E | 384 | 28800 | 28800
| 2500A 17-SECTION SWGR - 13.8KV | 1 | 0% | 1 | EA |  | E | 0 | 75 | 408 | E | 408 | 30600 | 30600
| 2500A 18-SECTION SWGR - 13.8KV | 1 | 0% | 1 | EA |  | E | 0 | 75 | 432 | E | 432 | 32400 | 32400
| 2500A 19-SECTION SWGR - 13.8KV | 1 | 0% | 1 | EA |  | E | 0 | 75 | 456 | E | 456 | 34200 | 34200
| 2500A 20-SECTION SWGR - 13.8KV | 1 | 0% | 1 | EA |  | E | 0 | 75 | 480 | E | 480 | 36000 | 36000
3000A SWGR - 13.8KV
1 | 3000A 1-SECTION SWGR - 13.8KV | 1 | 0% | 1 | EA |  | E | 0 | 75 | 26 | E | 26 | 1950 | 1950
| 3000A 2-SECTION SWGR - 13.8KV | 1 | 0% | 1 | EA |  | E | 0 | 75 | 52 | E | 52 | 3900 | 3900
| 3000A 3-SECTION SWGR - 13.8KV | 1 | 0% | 1 | EA |  | E | 0 | 75 | 78 | E | 78 | 5850 | 5850
| 3000A 4-SECTION SWGR - 13.8KV | 1 | 0% | 1 | EA |  | E | 0 | 75 | 104 | E | 104 | 7800 | 7800
| 3000A 5-SECTION SWGR - 13.8KV | 1 | 0% | 1 | EA |  | E | 0 | 75 | 130 | E | 130 | 9750 | 9750
| 3000A 6-SECTION SWGR - 13.8KV | 1 | 0% | 1 | EA |  | E | 0 | 75 | 156 | E | 156 | 11700 | 11700
| 3000A 7-SECTION SWGR - 13.8KV | 1 | 0% | 1 | EA |  | E | 0 | 75 | 182 | E | 182 | 13650 | 13650
| 3000A 8-SECTION SWGR - 13.8KV | 1 | 0% | 1 | EA |  | E | 0 | 75 | 208 | E | 208 | 15600 | 15600
| 3000A 9-SECTION SWGR - 13.8KV | 1 | 0% | 1 | EA |  | E | 0 | 75 | 234 | E | 234 | 17550 | 17550
| 3000A 10-SECTION SWGR - 13.8KV | 1 | 0% | 1 | EA |  | E | 0 | 75 | 260 | E | 260 | 19500 | 19500
| 3000A 11-SECTION SWGR - 13.8KV | 1 | 0% | 1 | EA |  | E | 0 | 75 | 286 | E | 286 | 21450 | 21450
| 3000A 12-SECTION SWGR - 13.8KV | 1 | 0% | 1 | EA |  | E | 0 | 75 | 312 | E | 312 | 23400 | 23400
| 3000A 13-SECTION SWGR - 13.8KV | 1 | 0% | 1 | EA |  | E | 0 | 75 | 338 | E | 338 | 25350 | 25350
| 3000A 14-SECTION SWGR - 13.8KV | 1 | 0% | 1 | EA |  | E | 0 | 75 | 364 | E | 364 | 27300 | 27300
| 3000A 15-SECTION SWGR - 13.8KV | 1 | 0% | 1 | EA |  | E | 0 | 75 | 390 | E | 390 | 29250 | 29250
| 3000A 16-SECTION SWGR - 13.8KV | 1 | 0% | 1 | EA |  | E | 0 | 75 | 416 | E | 416 | 31200 | 31200
| 3000A 17-SECTION SWGR - 13.8KV | 1 | 0% | 1 | EA |  | E | 0 | 75 | 442 | E | 442 | 33150 | 33150
| 3000A 18-SECTION SWGR - 13.8KV | 1 | 0% | 1 | EA |  | E | 0 | 75 | 468 | E | 468 | 35100 | 35100
| 3000A 19-SECTION SWGR - 13.8KV | 1 | 0% | 1 | EA |  | E | 0 | 75 | 494 | E | 494 | 37050 | 37050
| 3000A 20-SECTION SWGR - 13.8KV | 1 | 0% | 1 | EA |  | E | 0 | 75 | 520 | E | 520 | 39000 | 39000
3500A SWGR - 13.8KV
1 | 3500A 1-SECTION SWGR - 13.8KV | 1 | 0% | 1 | EA |  | E | 0 | 75 | 28 | E | 28 | 2100 | 2100
| 3500A 2-SECTION SWGR - 13.8KV | 1 | 0% | 1 | EA |  | E | 0 | 75 | 56 | E | 56 | 4200 | 4200
| 3500A 3-SECTION SWGR - 13.8KV | 1 | 0% | 1 | EA |  | E | 0 | 75 | 84 | E | 84 | 6300 | 6300
| 3500A 4-SECTION SWGR - 13.8KV | 1 | 0% | 1 | EA |  | E | 0 | 75 | 112 | E | 112 | 8400 | 8400
| 3500A 5-SECTION SWGR - 13.8KV | 1 | 0% | 1 | EA |  | E | 0 | 75 | 140 | E | 140 | 10500 | 10500
| 3500A 6-SECTION SWGR - 13.8KV | 1 | 0% | 1 | EA |  | E | 0 | 75 | 168 | E | 168 | 12600 | 12600
| 3500A 7-SECTION SWGR - 13.8KV | 1 | 0% | 1 | EA |  | E | 0 | 75 | 196 | E | 196 | 14700 | 14700
| 3500A 8-SECTION SWGR - 13.8KV | 1 | 0% | 1 | EA |  | E | 0 | 75 | 224 | E | 224 | 16800 | 16800
| 3500A 9-SECTION SWGR - 13.8KV | 1 | 0% | 1 | EA |  | E | 0 | 75 | 252 | E | 252 | 18900 | 18900
| 3500A 10-SECTION SWGR - 13.8KV | 1 | 0% | 1 | EA |  | E | 0 | 75 | 280 | E | 280 | 21000 | 21000
| 3500A 11-SECTION SWGR - 13.8KV | 1 | 0% | 1 | EA |  | E | 0 | 75 | 308 | E | 308 | 23100 | 23100
| 3500A 12-SECTION SWGR - 13.8KV | 1 | 0% | 1 | EA |  | E | 0 | 75 | 336 | E | 336 | 25200 | 25200
| 3500A 13-SECTION SWGR - 13.8KV | 1 | 0% | 1 | EA |  | E | 0 | 75 | 364 | E | 364 | 27300 | 27300
| 3500A 14-SECTION SWGR - 13.8KV | 1 | 0% | 1 | EA |  | E | 0 | 75 | 392 | E | 392 | 29400 | 29400
| 3500A 15-SECTION SWGR - 13.8KV | 1 | 0% | 1 | EA |  | E | 0 | 75 | 420 | E | 420 | 31500 | 31500
| 3500A 16-SECTION SWGR - 13.8KV | 1 | 0% | 1 | EA |  | E | 0 | 75 | 448 | E | 448 | 33600 | 33600
| 3500A 17-SECTION SWGR - 13.8KV | 1 | 0% | 1 | EA |  | E | 0 | 75 | 476 | E | 476 | 35700 | 35700
| 3500A 18-SECTION SWGR - 13.8KV | 1 | 0% | 1 | EA |  | E | 0 | 75 | 504 | E | 504 | 37800 | 37800
| 3500A 19-SECTION SWGR - 13.8KV | 1 | 0% | 1 | EA |  | E | 0 | 75 | 532 | E | 532 | 39900 | 39900
| 3500A 20-SECTION SWGR - 13.8KV | 1 | 0% | 1 | EA |  | E | 0 | 75 | 560 | E | 560 | 42000 | 42000
4000A SWGR - 13.8KV
1 | 4000A 1-SECTION SWGR - 13.8KV | 1 | 0% | 1 | EA |  | E | 0 | 75 | 32 | E | 32 | 2400 | 2400
| 4000A 2-SECTION SWGR - 13.8KV | 1 | 0% | 1 | EA |  | E | 0 | 75 | 64 | E | 64 | 4800 | 4800
| 4000A 3-SECTION SWGR - 13.8KV | 1 | 0% | 1 | EA |  | E | 0 | 75 | 96 | E | 96 | 7200 | 7200
| 4000A 4-SECTION SWGR - 13.8KV | 1 | 0% | 1 | EA |  | E | 0 | 75 | 128 | E | 128 | 9600 | 9600
| 4000A 5-SECTION SWGR - 13.8KV | 1 | 0% | 1 | EA |  | E | 0 | 75 | 160 | E | 160 | 12000 | 12000
| 4000A 6-SECTION SWGR - 13.8KV | 1 | 0% | 1 | EA |  | E | 0 | 75 | 192 | E | 192 | 14400 | 14400
| 4000A 7-SECTION SWGR - 13.8KV | 1 | 0% | 1 | EA |  | E | 0 | 75 | 224 | E | 224 | 16800 | 16800
| 4000A 8-SECTION SWGR - 13.8KV | 1 | 0% | 1 | EA |  | E | 0 | 75 | 256 | E | 256 | 19200 | 19200
| 4000A 9-SECTION SWGR - 13.8KV | 1 | 0% | 1 | EA |  | E | 0 | 75 | 288 | E | 288 | 21600 | 21600
| 4000A 10-SECTION SWGR - 13.8KV | 1 | 0% | 1 | EA |  | E | 0 | 75 | 320 | E | 320 | 24000 | 24000
| 4000A 11-SECTION SWGR - 13.8KV | 1 | 0% | 1 | EA |  | E | 0 | 75 | 352 | E | 352 | 26400 | 26400
| 4000A 12-SECTION SWGR - 13.8KV | 1 | 0% | 1 | EA |  | E | 0 | 75 | 384 | E | 384 | 28800 | 28800
| 4000A 13-SECTION SWGR - 13.8KV | 1 | 0% | 1 | EA |  | E | 0 | 75 | 416 | E | 416 | 31200 | 31200
| 4000A 14-SECTION SWGR - 13.8KV | 1 | 0% | 1 | EA |  | E | 0 | 75 | 448 | E | 448 | 33600 | 33600
| 4000A 15-SECTION SWGR - 13.8KV | 1 | 0% | 1 | EA |  | E | 0 | 75 | 480 | E | 480 | 36000 | 36000
| 4000A 16-SECTION SWGR - 13.8KV | 1 | 0% | 1 | EA |  | E | 0 | 75 | 512 | E | 512 | 38400 | 38400
| 4000A 17-SECTION SWGR - 13.8KV | 1 | 0% | 1 | EA |  | E | 0 | 75 | 544 | E | 544 | 40800 | 40800
| 4000A 18-SECTION SWGR - 13.8KV | 1 | 0% | 1 | EA |  | E | 0 | 75 | 576 | E | 576 | 43200 | 43200
| 4000A 19-SECTION SWGR - 13.8KV | 1 | 0% | 1 | EA |  | E | 0 | 75 | 608 | E | 608 | 45600 | 45600
| 4000A 20-SECTION SWGR - 13.8KV | 1 | 0% | 1 | EA |  | E | 0 | 75 | 640 | E | 640 | 48000 | 48000
6000A SWGR - 13.8KV
1 | 6000A 1-SECTION SWGR - 13.8KV | 1 | 0% | 1 | EA |  | E | 0 | 75 | 36 | E | 36 | 2700 | 2700
| 6000A 2-SECTION SWGR - 13.8KV | 1 | 0% | 1 | EA |  | E | 0 | 75 | 72 | E | 72 | 5400 | 5400
| 6000A 3-SECTION SWGR - 13.8KV | 1 | 0% | 1 | EA |  | E | 0 | 75 | 108 | E | 108 | 8100 | 8100
| 6000A 4-SECTION SWGR - 13.8KV | 1 | 0% | 1 | EA |  | E | 0 | 75 | 144 | E | 144 | 10800 | 10800
| 6000A 5-SECTION SWGR - 13.8KV | 1 | 0% | 1 | EA |  | E | 0 | 75 | 180 | E | 180 | 13500 | 13500
| 6000A 6-SECTION SWGR - 13.8KV | 1 | 0% | 1 | EA |  | E | 0 | 75 | 216 | E | 216 | 16200 | 16200
| 6000A 7-SECTION SWGR - 13.8KV | 1 | 0% | 1 | EA |  | E | 0 | 75 | 252 | E | 252 | 18900 | 18900
| 6000A 8-SECTION SWGR - 13.8KV | 1 | 0% | 1 | EA |  | E | 0 | 75 | 288 | E | 288 | 21600 | 21600
| 6000A 9-SECTION SWGR - 13.8KV | 1 | 0% | 1 | EA |  | E | 0 | 75 | 324 | E | 324 | 24300 | 24300
| 6000A 10-SECTION SWGR - 13.8KV | 1 | 0% | 1 | EA |  | E | 0 | 75 | 360 | E | 360 | 27000 | 27000
| 6000A 11-SECTION SWGR - 13.8KV | 1 | 0% | 1 | EA |  | E | 0 | 75 | 396 | E | 396 | 29700 | 29700
| 6000A 12-SECTION SWGR - 13.8KV | 1 | 0% | 1 | EA |  | E | 0 | 75 | 432 | E | 432 | 32400 | 32400
| 6000A 13-SECTION SWGR - 13.8KV | 1 | 0% | 1 | EA |  | E | 0 | 75 | 468 | E | 468 | 35100 | 35100
| 6000A 14-SECTION SWGR - 13.8KV | 1 | 0% | 1 | EA |  | E | 0 | 75 | 504 | E | 504 | 37800 | 37800
| 6000A 15-SECTION SWGR - 13.8KV | 1 | 0% | 1 | EA |  | E | 0 | 75 | 540 | E | 540 | 40500 | 40500
| 6000A 16-SECTION SWGR - 13.8KV | 1 | 0% | 1 | EA |  | E | 0 | 75 | 576 | E | 576 | 43200 | 43200
| 6000A 17-SECTION SWGR - 13.8KV | 1 | 0% | 1 | EA |  | E | 0 | 75 | 612 | E | 612 | 45900 | 45900
| 6000A 18-SECTION SWGR - 13.8KV | 1 | 0% | 1 | EA |  | E | 0 | 75 | 648 | E | 648 | 48600 | 48600
| 6000A 19-SECTION SWGR - 13.8KV | 1 | 0% | 1 | EA |  | E | 0 | 75 | 684 | E | 684 | 51300 | 51300
| 6000A 20-SECTION SWGR - 13.8KV | 1 | 0% | 1 | EA |  | E | 0 | 75 | 720 | E | 720 | 54000 | 54000
8000A SWGR - 13.8KV
1 | 8000A 1-SECTION SWGR - 13.8KV | 1 | 0% | 1 | EA |  | E | 0 | 75 | 40 | E | 40 | 3000 | 3000
| 8000A 2-SECTION SWGR - 13.8KV | 1 | 0% | 1 | EA |  | E | 0 | 75 | 80 | E | 80 | 6000 | 6000
| 8000A 3-SECTION SWGR - 13.8KV | 1 | 0% | 1 | EA |  | E | 0 | 75 | 120 | E | 120 | 9000 | 9000
| 8000A 4-SECTION SWGR - 13.8KV | 1 | 0% | 1 | EA |  | E | 0 | 75 | 160 | E | 160 | 12000 | 12000
| 8000A 5-SECTION SWGR - 13.8KV | 1 | 0% | 1 | EA |  | E | 0 | 75 | 200 | E | 200 | 15000 | 15000
| 8000A 6-SECTION SWGR - 13.8KV | 1 | 0% | 1 | EA |  | E | 0 | 75 | 240 | E | 240 | 18000 | 18000
| 8000A 7-SECTION SWGR - 13.8KV | 1 | 0% | 1 | EA |  | E | 0 | 75 | 280 | E | 280 | 21000 | 21000
| 8000A 8-SECTION SWGR - 13.8KV | 1 | 0% | 1 | EA |  | E | 0 | 75 | 320 | E | 320 | 24000 | 24000
| 8000A 9-SECTION SWGR - 13.8KV | 1 | 0% | 1 | EA |  | E | 0 | 75 | 360 | E | 360 | 27000 | 27000
| 8000A 10-SECTION SWGR - 13.8KV | 1 | 0% | 1 | EA |  | E | 0 | 75 | 400 | E | 400 | 30000 | 30000
| 8000A 11-SECTION SWGR - 13.8KV | 1 | 0% | 1 | EA |  | E | 0 | 75 | 440 | E | 440 | 33000 | 33000
| 8000A 12-SECTION SWGR - 13.8KV | 1 | 0% | 1 | EA |  | E | 0 | 75 | 480 | E | 480 | 36000 | 36000
| 8000A 13-SECTION SWGR - 13.8KV | 1 | 0% | 1 | EA |  | E | 0 | 75 | 520 | E | 520 | 39000 | 39000
| 8000A 14-SECTION SWGR - 13.8KV | 1 | 0% | 1 | EA |  | E | 0 | 75 | 560 | E | 560 | 42000 | 42000
| 8000A 15-SECTION SWGR - 13.8KV | 1 | 0% | 1 | EA |  | E | 0 | 75 | 600 | E | 600 | 45000 | 45000
| 8000A 16-SECTION SWGR - 13.8KV | 1 | 0% | 1 | EA |  | E | 0 | 75 | 640 | E | 640 | 48000 | 48000
| 8000A 17-SECTION SWGR - 13.8KV | 1 | 0% | 1 | EA |  | E | 0 | 75 | 680 | E | 680 | 51000 | 51000
| 8000A 18-SECTION SWGR - 13.8KV | 1 | 0% | 1 | EA |  | E | 0 | 75 | 720 | E | 720 | 54000 | 54000
| 8000A 19-SECTION SWGR - 13.8KV | 1 | 0% | 1 | EA |  | E | 0 | 75 | 760 | E | 760 | 57000 | 57000
| 8000A 20-SECTION SWGR - 13.8KV | 1 | 0% | 1 | EA |  | E | 0 | 75 | 800 | E | 800 | 60000 | 60000

## Distribution Switchgear
[12 empty] | LABOR RATE |  | 75
SR. NO. | DESCRIPTION | QUANTITY | WASTAGE | QTY WITH WASTAGE | UNIT | UNIT COST | UNIT | MATERIAL COST | LABOR RATE | LABOR | UNIT | TOTAL HOURS | LABOR COST | TOTAL COST | NECA Normal | NECA Difficult | NECA Very Difficult
200A DISTRIB SWBD
1 | 200A 1-SECTION DISTRIB SWBD | 1 | 0% | 1 | EA |  | E | 0 | 75 | 5 | E | 5 | 375 | 375 | 8 | 10 | 12
| 200A 2-SECTION DISTRIB SWBD | 1 | 0% | 1 | EA |  | E | 0 | 75 | 10 | E | 10 | 750 | 750 | 14.4 | 18 | 21.6
| 200A 3-SECTION DISTRIB SWBD | 1 | 0% | 1 | EA |  | E | 0 | 75 | 15 | E | 15 | 1125 | 1125 | 0 | 0 | 0
| 200A 4-SECTION DISTRIB SWBD | 1 | 0% | 1 | EA |  | E | 0 | 75 | 20 | E | 20 | 1500 | 1500 | 0 | 0 | 0
| 200A 5-SECTION DISTRIB SWBD | 1 | 0% | 1 | EA |  | E | 0 | 75 | 25 | E | 25 | 1875 | 1875 | 0 | 0 | 0
| 200A 6-SECTION DISTRIB SWBD | 1 | 0% | 1 | EA |  | E | 0 | 75 | 30 | E | 30 | 2250 | 2250 | 0 | 0 | 0
|  | 1 | 0 | 1 | EA |  | E | 0 | 75 |  | E | 0 | 0 | 0
400A DISTRIB SWBD
1 | 400A 1-SECTION DISTRIB SWBD | 1 | 0% | 1 | EA |  | E | 0 | 75 | 6 | E | 6 | 450 | 450 | 10 | 12.5 | 15
| 400A 2-SECTION DISTRIB SWBD | 1 | 0% | 1 | EA |  | E | 0 | 75 | 12 | E | 12 | 900 | 900 | 18 | 22.5 | 27
| 400A 3-SECTION DISTRIB SWBD | 1 | 0% | 1 | EA |  | E | 0 | 75 | 18 | E | 18 | 1350 | 1350 | 27 | 33.75 | 40.5
| 400A 4-SECTION DISTRIB SWBD | 1 | 0% | 1 | EA |  | E | 0 | 75 | 24 | E | 24 | 1800 | 1800 | 0 | 0 | 0
| 400A 5-SECTION DISTRIB SWBD | 1 | 0% | 1 | EA |  | E | 0 | 75 | 30 | E | 30 | 2250 | 2250 | 0 | 0 | 0
| 400A 6-SECTION DISTRIB SWBD | 1 | 0% | 1 | EA |  | E | 0 | 75 | 36 | E | 36 | 2700 | 2700 | 0 | 0 | 0
|  | 1 | 0 | 1 | EA |  | E | 0 | 75 |  | E | 0 | 0 | 0
600A DISTRIB SWBD
1 | 600A 1-SECTION DISTRIB SWBD | 1 | 0% | 1 | EA |  | E | 0 | 75 | 7 | E | 7 | 525 | 525 | 12 | 15 | 18
| 600A 2-SECTION DISTRIB SWBD | 1 | 0% | 1 | EA |  | E | 0 | 75 | 14 | E | 14 | 1050 | 1050 | 21.6 | 27 | 32.4
| 600A 3-SECTION DISTRIB SWBD | 1 | 0% | 1 | EA |  | E | 0 | 75 | 21 | E | 21 | 1575 | 1575 | 32.4 | 40.5 | 48.6
| 600A 4-SECTION DISTRIB SWBD | 1 | 0% | 1 | EA |  | E | 0 | 75 | 28 | E | 28 | 2100 | 2100 | 0 | 0 | 0
| 600A 5-SECTION DISTRIB SWBD | 1 | 0% | 1 | EA |  | E | 0 | 75 | 35 | E | 35 | 2625 | 2625 | 0 | 0 | 0
| 600A 6-SECTION DISTRIB SWBD | 1 | 0% | 1 | EA |  | E | 0 | 75 | 42 | E | 42 | 3150 | 3150 | 0 | 0 | 0
|  | 1 | 0 | 1 | EA |  | E | 0 | 75 |  | E | 0 | 0 | 0
800A DISTRIB SWBD
1 | 800A 1-SECTION DISTRIB SWBD | 1 | 0% | 1 | EA |  | E | 0 | 75 | 8 | E | 8 | 600 | 600 | 14 | 17.5 | 21
| 800A 2-SECTION DISTRIB SWBD | 1 | 0% | 1 | EA |  | E | 0 | 75 | 16 | E | 16 | 1200 | 1200 | 25.2 | 31.5 | 37.8
| 800A 3-SECTION DISTRIB SWBD | 1 | 0% | 1 | EA |  | E | 0 | 75 | 24 | E | 24 | 1800 | 1800 | 37.8 | 47.25 | 56.7
| 800A 4-SECTION DISTRIB SWBD | 1 | 0% | 1 | EA |  | E | 0 | 75 | 32 | E | 32 | 2400 | 2400 | 0 | 0 | 0
| 800A 5-SECTION DISTRIB SWBD | 1 | 0% | 1 | EA |  | E | 0 | 75 | 40 | E | 40 | 3000 | 3000 | 0 | 0 | 0
| 800A 6-SECTION DISTRIB SWBD | 1 | 0% | 1 | EA |  | E | 0 | 75 | 48 | E | 48 | 3600 | 3600 | 0 | 0 | 0
|  | 1 | 0 | 1 | EA |  | E | 0 | 75 |  | E | 0 | 0 | 0
1200A DISTRIB SWBD
1 | 1200A 1-SECTION DISTRIB SWBD | 1 | 0% | 1 | EA |  | E | 0 | 75 | 10 | E | 10 | 750 | 750 | 18 | 22.5 | 27
| 1200A 2-SECTION DISTRIB SWBD | 1 | 0% | 1 | EA |  | E | 0 | 75 | 20 | E | 20 | 1500 | 1500 | 32.4 | 40.5 | 48.6
| 1200A 3-SECTION DISTRIB SWBD | 1 | 0% | 1 | EA |  | E | 0 | 75 | 30 | E | 30 | 2250 | 2250 | 48.6 | 60.75 | 72.9
| 1200A 4-SECTION DISTRIB SWBD | 1 | 0% | 1 | EA |  | E | 0 | 75 | 40 | E | 40 | 3000 | 3000 | 64.8 | 81 | 97.2
| 1200A 5-SECTION DISTRIB SWBD | 1 | 0% | 1 | EA |  | E | 0 | 75 | 50 | E | 50 | 3750 | 3750 | 0 | 0 | 0
| 1200A 6-SECTION DISTRIB SWBD | 1 | 0% | 1 | EA |  | E | 0 | 75 | 60 | E | 60 | 4500 | 4500 | 0 | 0 | 0
| 1200A 7-SECTION DISTRIB SWBD | 1 | 0% | 1 | EA |  | E | 0 | 75 | 70 | E | 70 | 5250 | 5250 | 0 | 0 | 0
| 1200A 8-SECTION DISTRIB SWBD | 1 | 0% | 1 | EA |  | E | 0 | 75 | 80 | E | 80 | 6000 | 6000 | 0 | 0 | 0
| 1200A 9-SECTION DISTRIB SWBD | 1 | 0% | 1 | EA |  | E | 0 | 75 | 90 | E | 90 | 6750 | 6750 | 0 | 0 | 0
| 1200A 10-SECTION DISTRIB SWBD | 1 | 0% | 1 | EA |  | E | 0 | 75 | 100 | E | 100 | 7500 | 7500 | 0 | 0 | 0
| 1200A 11-SECTION DISTRIB SWBD | 1 | 0% | 1 | EA |  | E | 0 | 75 | 110 | E | 110 | 8250 | 8250 | 0 | 0 | 0
| 1200A 12-SECTION DISTRIB SWBD | 1 | 0% | 1 | EA |  | E | 0 | 75 | 120 | E | 120 | 9000 | 9000 | 0 | 0 | 0
|  | 1 | 0 | 1 | EA |  | E | 0 | 75 |  | E | 0 | 0 | 0
1600A DISTRIB SWBD
1 | 1600A 1-SECTION DISTRIB SWBD | 1 | 0% | 1 | EA |  | E | 0 | 75 | 12 | E | 12 | 900 | 900 | 22 | 27.5 | 33
| 1600A 2-SECTION DISTRIB SWBD | 1 | 0% | 1 | EA |  | E | 0 | 75 | 24 | E | 24 | 1800 | 1800 | 39.6 | 49.5 | 59.4
| 1600A 3-SECTION DISTRIB SWBD | 1 | 0% | 1 | EA |  | E | 0 | 75 | 36 | E | 36 | 2700 | 2700 | 59.4 | 74.25 | 89.1
| 1600A 4-SECTION DISTRIB SWBD | 1 | 0% | 1 | EA |  | E | 0 | 75 | 48 | E | 48 | 3600 | 3600 | 79.2 | 99 | 118.8
| 1600A 5-SECTION DISTRIB SWBD | 1 | 0% | 1 | EA |  | E | 0 | 75 | 60 | E | 60 | 4500 | 4500 | 99 | 123.75 | 148.5
| 1600A 6-SECTION DISTRIB SWBD | 1 | 0% | 1 | EA |  | E | 0 | 75 | 72 | E | 72 | 5400 | 5400 | 0 | 0 | 0
| 1600A 7-SECTION DISTRIB SWBD | 1 | 0% | 1 | EA |  | E | 0 | 75 | 84 | E | 84 | 6300 | 6300 | 0 | 0 | 0
| 1600A 8-SECTION DISTRIB SWBD | 1 | 0% | 1 | EA |  | E | 0 | 75 | 96 | E | 96 | 7200 | 7200 | 0 | 0 | 0
| 1600A 9-SECTION DISTRIB SWBD | 1 | 0% | 1 | EA |  | E | 0 | 75 | 108 | E | 108 | 8100 | 8100 | 0 | 0 | 0
| 1600A 10-SECTION DISTRIB SWBD | 1 | 0% | 1 | EA |  | E | 0 | 75 | 120 | E | 120 | 9000 | 9000 | 0 | 0 | 0
| 1600A 11-SECTION DISTRIB SWBD | 1 | 0% | 1 | EA |  | E | 0 | 75 | 132 | E | 132 | 9900 | 9900 | 0 | 0 | 0
| 1600A 12-SECTION DISTRIB SWBD | 1 | 0% | 1 | EA |  | E | 0 | 75 | 144 | E | 144 | 10800 | 10800 | 0 | 0 | 0
|  | 1 | 0 | 1 | EA |  | E | 0 | 75 |  | E | 0 | 0 | 0
2000A DISTRIB SWBD
1 | 2000A 1-SECTION DISTRIB SWBD |  | 0% |  | EA |  | E | 0 | 75 | 14 | E | 0 | 0 | 0 | 26 | 32.5 | 39
| 2000A 2-SECTION DISTRIB SWBD | 1 | 0% | 1 | EA |  | E | 0 | 75 | 28 | E | 28 | 2100 | 2100 | 46.8 | 58.5 | 70.2
| 2000A 3-SECTION DISTRIB SWBD | 1 | 0% | 1 | EA |  | E | 0 | 75 | 42 | E | 42 | 3150 | 3150 | 70.2 | 87.75 | 105.3
| 2000A 4-SECTION DISTRIB SWBD | 1 | 0% | 1 | EA |  | E | 0 | 75 | 56 | E | 56 | 4200 | 4200 | 93.6 | 117 | 140.4
| 2000A 5-SECTION DISTRIB SWBD | 1 | 0% | 1 | EA |  | E | 0 | 75 | 70 | E | 70 | 5250 | 5250 | 117 | 146.25 | 175.5
| 2000A 6-SECTION DISTRIB SWBD | 1 | 0% | 1 | EA |  | E | 0 | 75 | 84 | E | 84 | 6300 | 6300 | 140.4 | 175.5 | 210.6
| 2000A 7-SECTION DISTRIB SWBD | 1 | 0% | 1 | EA |  | E | 0 | 75 | 98 | E | 98 | 7350 | 7350 | 0 | 0 | 0
| 2000A 8-SECTION DISTRIB SWBD | 1 | 0% | 1 | EA |  | E | 0 | 75 | 112 | E | 112 | 8400 | 8400 | 0 | 0 | 0
| 2000A 9-SECTION DISTRIB SWBD | 1 | 0% | 1 | EA |  | E | 0 | 75 | 126 | E | 126 | 9450 | 9450 | 0 | 0 | 0
| 2000A 10-SECTION DISTRIB SWBD | 1 | 0% | 1 | EA |  | E | 0 | 75 | 140 | E | 140 | 10500 | 10500 | 0 | 0 | 0
| 2000A 11-SECTION DISTRIB SWBD | 1 | 0% | 1 | EA |  | E | 0 | 75 | 154 | E | 154 | 11550 | 11550 | 0 | 0 | 0
| 2000A 12-SECTION DISTRIB SWBD | 1 | 0% | 1 | EA |  | E | 0 | 75 | 168 | E | 168 | 12600 | 12600 | 0 | 0 | 0
|  | 1 | 0 | 1 | EA |  | E | 0 | 75 |  | E | 0 | 0 | 0
2500A DISTRIB SWBD
1 | 2500A 1-SECTION DISTRIB SWBD | 1 | 0% | 1 | EA |  | E | 0 | 75 | 16 | E | 16 | 1200 | 1200 | 30 | 37.5 | 45
| 2500A 2-SECTION DISTRIB SWBD | 1 | 0% | 1 | EA |  | E | 0 | 75 | 32 | E | 32 | 2400 | 2400 | 54 | 67.5 | 81
| 2500A 3-SECTION DISTRIB SWBD | 1 | 0% | 1 | EA |  | E | 0 | 75 | 48 | E | 48 | 3600 | 3600 | 81 | 101.25 | 121.5
| 2500A 4-SECTION DISTRIB SWBD | 1 | 0% | 1 | EA |  | E | 0 | 75 | 64 | E | 64 | 4800 | 4800 | 108 | 135 | 162
| 2500A 5-SECTION DISTRIB SWBD | 1 | 0% | 1 | EA |  | E | 0 | 75 | 80 | E | 80 | 6000 | 6000 | 135 | 168.75 | 202.5
| 2500A 6-SECTION DISTRIB SWBD | 1 | 0% | 1 | EA |  | E | 0 | 75 | 96 | E | 96 | 7200 | 7200 | 162 | 202.5 | 243
| 2500A 7-SECTION DISTRIB SWBD | 1 | 0% | 1 | EA |  | E | 0 | 75 | 112 | E | 112 | 8400 | 8400 | 189 | 236.25 | 283.5
| 2500A 8-SECTION DISTRIB SWBD | 1 | 0% | 1 | EA |  | E | 0 | 75 | 128 | E | 128 | 9600 | 9600 | 216 | 270 | 324
| 2500A 9-SECTION DISTRIB SWBD | 1 | 0% | 1 | EA |  | E | 0 | 75 | 144 | E | 144 | 10800 | 10800 | 0 | 0 | 0
| 2500A 10-SECTION DISTRIB SWBD | 1 | 0% | 1 | EA |  | E | 0 | 75 | 160 | E | 160 | 12000 | 12000 | 0 | 0 | 0
| 2500A 11-SECTION DISTRIB SWBD | 1 | 0% | 1 | EA |  | E | 0 | 75 | 176 | E | 176 | 13200 | 13200 | 0 | 0 | 0
| 2500A 12-SECTION DISTRIB SWBD | 1 | 0% | 1 | EA |  | E | 0 | 75 | 192 | E | 192 | 14400 | 14400 | 0 | 0 | 0
| 2500A 13-SECTION DISTRIB SWBD | 1 | 0% | 1 | EA |  | E | 0 | 75 | 208 | E | 208 | 15600 | 15600 | 0 | 0 | 0
| 2500A 14-SECTION DISTRIB SWBD | 1 | 0% | 1 | EA |  | E | 0 | 75 | 224 | E | 224 | 16800 | 16800 | 0 | 0 | 0
| 2500A 15-SECTION DISTRIB SWBD | 1 | 0% | 1 | EA |  | E | 0 | 75 | 240 | E | 240 | 18000 | 18000 | 0 | 0 | 0
| 2500A 16-SECTION DISTRIB SWBD | 1 | 0% | 1 | EA |  | E | 0 | 75 | 256 | E | 256 | 19200 | 19200 | 0 | 0 | 0
| 2500A 17-SECTION DISTRIB SWBD | 1 | 0% | 1 | EA |  | E | 0 | 75 | 272 | E | 272 | 20400 | 20400 | 0 | 0 | 0
| 2500A 18-SECTION DISTRIB SWBD | 1 | 0% | 1 | EA |  | E | 0 | 75 | 288 | E | 288 | 21600 | 21600 | 0 | 0 | 0
| 2500A 19-SECTION DISTRIB SWBD | 1 | 0% | 1 | EA |  | E | 0 | 75 | 304 | E | 304 | 22800 | 22800 | 0 | 0 | 0
| 2500A 20-SECTION DISTRIB SWBD | 1 | 0% | 1 | EA |  | E | 0 | 75 | 320 | E | 320 | 24000 | 24000 | 0 | 0 | 0
|  | 1 | 0 | 1 | EA |  | E | 0 | 75 |  | E | 0 | 0 | 0
3000A DISTRIB SWBD
1 | 3000A 1-SECTION DISTRIB SWBD | 1 | 0% | 1 | EA |  | E | 0 | 75 | 18 | E | 18 | 1350 | 1350 | 34 | 42.5 | 51
| 3000A 2-SECTION DISTRIB SWBD | 1 | 0% | 1 | EA |  | E | 0 | 75 | 36 | E | 36 | 2700 | 2700 | 61.2 | 76.5 | 91.8
| 3000A 3-SECTION DISTRIB SWBD | 1 | 0% | 1 | EA |  | E | 0 | 75 | 54 | E | 54 | 4050 | 4050 | 91.8 | 114.75 | 137.7
| 3000A 4-SECTION DISTRIB SWBD | 1 | 0% | 1 | EA |  | E | 0 | 75 | 72 | E | 72 | 5400 | 5400 | 122.4 | 153 | 183.6
| 3000A 5-SECTION DISTRIB SWBD | 1 | 0% | 1 | EA |  | E | 0 | 75 | 90 | E | 90 | 6750 | 6750 | 153 | 191.25 | 229.5
| 3000A 6-SECTION DISTRIB SWBD | 1 | 0% | 1 | EA |  | E | 0 | 75 | 108 | E | 108 | 8100 | 8100 | 183.6 | 229.5 | 275.4
| 3000A 7-SECTION DISTRIB SWBD | 1 | 0% | 1 | EA |  | E | 0 | 75 | 126 | E | 126 | 9450 | 9450 | 214.2 | 267.75 | 321.3
| 3000A 8-SECTION DISTRIB SWBD | 1 | 0% | 1 | EA |  | E | 0 | 75 | 144 | E | 144 | 10800 | 10800 | 244.8 | 306 | 367.2
| 3000A 9-SECTION DISTRIB SWBD | 1 | 0% | 1 | EA |  | E | 0 | 75 | 162 | E | 162 | 12150 | 12150 | 275.4 | 344.25 | 413.1
| 3000A 10-SECTION DISTRIB SWBD | 1 | 0% | 1 | EA |  | E | 0 | 75 | 180 | E | 180 | 13500 | 13500 | 306 | 382.5 | 459
| 3000A 11-SECTION DISTRIB SWBD | 1 | 0% | 1 | EA |  | E | 0 | 75 | 198 | E | 198 | 14850 | 14850 | 0 | 0 | 0
| 3000A 12-SECTION DISTRIB SWBD | 1 | 0% | 1 | EA |  | E | 0 | 75 | 216 | E | 216 | 16200 | 16200 | 0 | 0 | 0
| 3000A 13-SECTION DISTRIB SWBD | 1 | 0% | 1 | EA |  | E | 0 | 75 | 234 | E | 234 | 17550 | 17550 | 0 | 0 | 0
| 3000A 14-SECTION DISTRIB SWBD | 1 | 0% | 1 | EA |  | E | 0 | 75 | 252 | E | 252 | 18900 | 18900 | 0 | 0 | 0
| 3000A 15-SECTION DISTRIB SWBD | 1 | 0% | 1 | EA |  | E | 0 | 75 | 270 | E | 270 | 20250 | 20250 | 0 | 0 | 0
| 3000A 16-SECTION DISTRIB SWBD | 1 | 0% | 1 | EA |  | E | 0 | 75 | 288 | E | 288 | 21600 | 21600 | 0 | 0 | 0
| 3000A 17-SECTION DISTRIB SWBD | 1 | 0% | 1 | EA |  | E | 0 | 75 | 306 | E | 306 | 22950 | 22950 | 0 | 0 | 0
| 3000A 18-SECTION DISTRIB SWBD | 1 | 0% | 1 | EA |  | E | 0 | 75 | 324 | E | 324 | 24300 | 24300 | 0 | 0 | 0
| 3000A 19-SECTION DISTRIB SWBD | 1 | 0% | 1 | EA |  | E | 0 | 75 | 342 | E | 342 | 25650 | 25650 | 0 | 0 | 0
| 3000A 20-SECTION DISTRIB SWBD | 1 | 0% | 1 | EA |  | E | 0 | 75 | 360 | E | 360 | 27000 | 27000 | 0 | 0 | 0
|  | 1 | 0 | 1 | EA |  | E | 0 | 75 |  | E | 0 | 0 | 0
4000A DISTRIB SWBD
1 | 4000A 1-SECTION DISTRIB SWBD | 1 | 0% | 1 | EA |  | E | 0 | 75 | 22 | E | 22 | 1650 | 1650 | 40 | 50 | 60
|  | 1 | 0% | 1 | EA |  | E | 0 | 75 | 44 | E | 44 | 3300 | 3300 | 72 | 90 | 108
| 4000A 3-SECTION DISTRIB SWBD | 1 | 0% | 1 | EA |  | E | 0 | 75 | 66 | E | 66 | 4950 | 4950 | 108 | 135 | 162
| 4000A 4-SECTION DISTRIB SWBD | 1 | 0% | 1 | EA |  | E | 0 | 75 | 88 | E | 88 | 6600 | 6600 | 144 | 180 | 216
| 4000A 5-SECTION DISTRIB SWBD | 1 | 0% | 1 | EA |  | E | 0 | 75 | 110 | E | 110 | 8250 | 8250 | 180 | 225 | 270
| 4000A 6-SECTION DISTRIB SWBD | 1 | 0% | 1 | EA |  | E | 0 | 75 | 132 | E | 132 | 9900 | 9900 | 216 | 270 | 324
| 4000A 7-SECTION DISTRIB SWBD | 1 | 0% | 1 | EA |  | E | 0 | 75 | 154 | E | 154 | 11550 | 11550 | 252 | 315 | 378
| 4000A 8-SECTION DISTRIB SWBD | 1 | 0% | 1 | EA |  | E | 0 | 75 | 176 | E | 176 | 13200 | 13200 | 288 | 360 | 432
| 4000A 9-SECTION DISTRIB SWBD | 1 | 0% | 1 | EA |  | E | 0 | 75 | 198 | E | 198 | 14850 | 14850 | 324 | 405 | 486
| 4000A 10-SECTION DISTRIB SWBD | 1 | 0% | 1 | EA |  | E | 0 | 75 | 220 | E | 220 | 16500 | 16500 | 360 | 450 | 540
| 4000A 11-SECTION DISTRIB SWBD | 1 | 0% | 1 | EA |  | E | 0 | 75 | 242 | E | 242 | 18150 | 18150 | 0 | 0 | 0
| 4000A 12-SECTION DISTRIB SWBD | 1 | 0% | 1 | EA |  | E | 0 | 75 | 264 | E | 264 | 19800 | 19800 | 0 | 0 | 0
| 4000A 13-SECTION DISTRIB SWBD | 1 | 0% | 1 | EA |  | E | 0 | 75 | 286 | E | 286 | 21450 | 21450 | 0 | 0 | 0
| 4000A 14-SECTION DISTRIB SWBD | 1 | 0% | 1 | EA |  | E | 0 | 75 | 308 | E | 308 | 23100 | 23100 | 0 | 0 | 0
| 4000A 15-SECTION DISTRIB SWBD | 1 | 0% | 1 | EA |  | E | 0 | 75 | 330 | E | 330 | 24750 | 24750 | 0 | 0 | 0
| 4000A 16-SECTION DISTRIB SWBD | 1 | 0% | 1 | EA |  | E | 0 | 75 | 352 | E | 352 | 26400 | 26400 | 0 | 0 | 0
| 4000A 17-SECTION DISTRIB SWBD | 1 | 0% | 1 | EA |  | E | 0 | 75 | 374 | E | 374 | 28050 | 28050 | 0 | 0 | 0
| 4000A 18-SECTION DISTRIB SWBD | 1 | 0% | 1 | EA |  | E | 0 | 75 | 396 | E | 396 | 29700 | 29700 | 0 | 0 | 0
| 4000A 19-SECTION DISTRIB SWBD | 1 | 0% | 1 | EA |  | E | 0 | 75 | 418 | E | 418 | 31350 | 31350 | 0 | 0 | 0
| 4000A 20-SECTION DISTRIB SWBD | 1 | 0% | 1 | EA |  | E | 0 | 75 | 440 | E | 440 | 33000 | 33000 | 0 | 0 | 0

## Motor Control Center
[12 empty] | LABOR RATE |  | 75
SR. NO. | DESCRIPTION | QUANTITY | WASTAGE | QTY WITH WASTAGE | UNIT | UNIT COST | UNIT | MATERIAL COST | LABOR RATE | LABOR | UNIT | TOTAL HOURS | LABOR COST | TOTAL COST | NECA Normal | NECA Difficult | NECA Very Difficult
100A MCC
1 | 100A 1-SECTION MCC | 1 | 0% | 1 | EA |  | E | 0 | 75 | 4 | E | 4 | 300 | 300 | 6 | 7.5 | 9
| 100A 2-SECTION MCC | 1 | 0% | 1 | EA |  | E | 0 | 75 | 8 | E | 8 | 600 | 600 | 12 | 15 | 18
| 100A 3-SECTION MCC | 1 | 0% | 1 | EA |  | E | 0 | 75 | 12 | E | 12 | 900 | 900 | 18 | 22.5 | 27
| 100A 4-SECTION MCC | 1 | 0% | 1 | EA |  | E | 0 | 75 | 16 | E | 16 | 1200 | 1200 | 0 | 0 | 0
| 100A 5-SECTION MCC | 1 | 0% | 1 | EA |  | E | 0 | 75 | 20 | E | 20 | 1500 | 1500 | 0 | 0 | 0
| 100A 6-SECTION MCC | 1 | 0% | 1 | EA |  | E | 0 | 75 | 24 | E | 24 | 1800 | 1800 | 0 | 0 | 0
|  | 1 | 0 | 1 | EA |  | E | 0 | 75 |  | E | 0 | 0 | 0
200A MCC
1 | 200A 1-SECTION MCC | 1 | 0% | 1 | EA |  | E | 0 | 75 | 5 | E | 5 | 375 | 375 | 6 | 7.5 | 9
| 200A 2-SECTION MCC | 1 | 0% | 1 | EA |  | E | 0 | 75 | 10 | E | 10 | 750 | 750 | 12 | 15 | 18
| 200A 3-SECTION MCC | 1 | 0% | 1 | EA |  | E | 0 | 75 | 15 | E | 15 | 1125 | 1125 | 18 | 22.5 | 27
| 200A 4-SECTION MCC | 1 | 0% | 1 | EA |  | E | 0 | 75 | 20 | E | 20 | 1500 | 1500 | 0 | 0 | 0
| 200A 5-SECTION MCC | 1 | 0% | 1 | EA |  | E | 0 | 75 | 25 | E | 25 | 1875 | 1875 | 0 | 0 | 0
| 200A 6-SECTION MCC | 1 | 0% | 1 | EA |  | E | 0 | 75 | 30 | E | 30 | 2250 | 2250 | 0 | 0 | 0
|  | 1 | 0 | 1 | EA |  | E | 0 | 75 |  | E | 0 | 0 | 0
400A MCC
1 | 400A 1-SECTION MCC | 1 | 0% | 1 | EA |  | E | 0 | 75 | 6 | E | 6 | 450 | 450 | 6 | 7.5 | 9
| 400A 2-SECTION MCC | 1 | 0% | 1 | EA |  | E | 0 | 75 | 12 | E | 12 | 900 | 900 | 12 | 15 | 18
| 400A 3-SECTION MCC | 1 | 0% | 1 | EA |  | E | 0 | 75 | 18 | E | 18 | 1350 | 1350 | 18 | 22.5 | 27
| 400A 4-SECTION MCC | 1 | 0% | 1 | EA |  | E | 0 | 75 | 24 | E | 24 | 1800 | 1800 | 0 | 0 | 0
| 400A 5-SECTION MCC | 1 | 0% | 1 | EA |  | E | 0 | 75 | 30 | E | 30 | 2250 | 2250 | 0 | 0 | 0
| 400A 6-SECTION MCC | 1 | 0% | 1 | EA |  | E | 0 | 75 | 36 | E | 36 | 2700 | 2700 | 0 | 0 | 0
|  | 1 | 0 | 1 | EA |  | E | 0 | 75 |  | E | 0 | 0 | 0
600A MCC
1 | 600A 1-SECTION MCC | 1 | 0% | 1 | EA |  | E | 0 | 75 | 7 | E | 7 | 525 | 525 | 6 | 7.5 | 9
| 600A 2-SECTION MCC | 1 | 0% | 1 | EA |  | E | 0 | 75 | 14 | E | 14 | 1050 | 1050 | 12 | 15 | 18
| 600A 3-SECTION MCC | 1 | 0% | 1 | EA |  | E | 0 | 75 | 21 | E | 21 | 1575 | 1575 | 18 | 22.5 | 27
| 600A 4-SECTION MCC | 1 | 0% | 1 | EA |  | E | 0 | 75 | 28 | E | 28 | 2100 | 2100 | 0 | 0 | 0
| 600A 5-SECTION MCC | 1 | 0% | 1 | EA |  | E | 0 | 75 | 35 | E | 35 | 2625 | 2625 | 0 | 0 | 0
| 600A 6-SECTION MCC | 1 | 0% | 1 | EA |  | E | 0 | 75 | 42 | E | 42 | 3150 | 3150 | 0 | 0 | 0
|  | 1 | 0 | 1 | EA |  | E | 0 | 75 |  | E | 0 | 0 | 0
800A MCC
1 | 800A 1-SECTION MCC | 1 | 0% | 1 | EA |  | E | 0 | 75 | 8 | E | 8 | 600 | 600 | 6 | 7.5 | 9
| 800A 2-SECTION MCC | 1 | 0% | 1 | EA |  | E | 0 | 75 | 16 | E | 16 | 1200 | 1200 | 12 | 15 | 18
| 800A 3-SECTION MCC | 1 | 0% | 1 | EA |  | E | 0 | 75 | 24 | E | 24 | 1800 | 1800 | 18 | 22.5 | 27
| 800A 4-SECTION MCC | 1 | 0% | 1 | EA |  | E | 0 | 75 | 32 | E | 32 | 2400 | 2400 | 0 | 0 | 0
| 800A 5-SECTION MCC | 1 | 0% | 1 | EA |  | E | 0 | 75 | 40 | E | 40 | 3000 | 3000 | 0 | 0 | 0
| 800A 6-SECTION MCC | 1 | 0% | 1 | EA |  | E | 0 | 75 | 48 | E | 48 | 3600 | 3600 | 0 | 0 | 0
|  | 1 | 0 | 1 | EA |  | E | 0 | 75 |  | E | 0 | 0 | 0
1200A MCC
1 | 1200A 1-SECTION MCC | 1 | 0% | 1 | EA |  | E | 0 | 75 | 10 | E | 10 | 750 | 750 | 6 | 7.5 | 9
| 1200A 2-SECTION MCC | 1 | 0% | 1 | EA |  | E | 0 | 75 | 20 | E | 20 | 1500 | 1500 | 12 | 15 | 18
| 1200A 3-SECTION MCC | 1 | 0% | 1 | EA |  | E | 0 | 75 | 30 | E | 30 | 2250 | 2250 | 18 | 22.5 | 27
| 1200A 4-SECTION MCC | 1 | 0% | 1 | EA |  | E | 0 | 75 | 40 | E | 40 | 3000 | 3000 | 0 | 0 | 0
| 1200A 5-SECTION MCC | 1 | 0% | 1 | EA |  | E | 0 | 75 | 50 | E | 50 | 3750 | 3750 | 0 | 0 | 0
| 1200A 6-SECTION MCC | 1 | 0% | 1 | EA |  | E | 0 | 75 | 60 | E | 60 | 4500 | 4500 | 0 | 0 | 0
| 1200A 7-SECTION MCC | 1 | 0% | 1 | EA |  | E | 0 | 75 | 70 | E | 70 | 5250 | 5250 | 0 | 0 | 0
| 1200A 8-SECTION MCC | 1 | 0% | 1 | EA |  | E | 0 | 75 | 80 | E | 80 | 6000 | 6000 | 0 | 0 | 0
| 1200A 9-SECTION MCC | 1 | 0% | 1 | EA |  | E | 0 | 75 | 90 | E | 90 | 6750 | 6750 | 0 | 0 | 0
| 1200A 10-SECTION MCC | 1 | 0% | 1 | EA |  | E | 0 | 75 | 100 | E | 100 | 7500 | 7500 | 0 | 0 | 0
| 1200A 11-SECTION MCC | 1 | 0% | 1 | EA |  | E | 0 | 75 | 110 | E | 110 | 8250 | 8250 | 0 | 0 | 0
| 1200A 12-SECTION MCC | 1 | 0% | 1 | EA |  | E | 0 | 75 | 120 | E | 120 | 9000 | 9000 | 0 | 0 | 0
|  | 1 | 0 | 1 | EA |  | E | 0 | 75 |  | E | 0 | 0 | 0
1600A MCC
1 | 1600A 1-SECTION MCC | 1 | 0% | 1 | EA |  | E | 0 | 75 | 12 | E | 12 | 900 | 900 | 6 | 7.5 | 9
| 1600A 2-SECTION MCC | 1 | 0% | 1 | EA |  | E | 0 | 75 | 24 | E | 24 | 1800 | 1800 | 12 | 15 | 18
| 1600A 3-SECTION MCC | 1 | 0% | 1 | EA |  | E | 0 | 75 | 36 | E | 36 | 2700 | 2700 | 18 | 22.5 | 27
| 1600A 4-SECTION MCC | 1 | 0% | 1 | EA |  | E | 0 | 75 | 48 | E | 48 | 3600 | 3600 | 0 | 0 | 0
| 1600A 5-SECTION MCC | 1 | 0% | 1 | EA |  | E | 0 | 75 | 60 | E | 60 | 4500 | 4500 | 0 | 0 | 0
| 1600A 6-SECTION MCC | 1 | 0% | 1 | EA |  | E | 0 | 75 | 72 | E | 72 | 5400 | 5400 | 0 | 0 | 0
| 1600A 7-SECTION MCC | 1 | 0% | 1 | EA |  | E | 0 | 75 | 84 | E | 84 | 6300 | 6300 | 0 | 0 | 0
| 1600A 8-SECTION MCC | 1 | 0% | 1 | EA |  | E | 0 | 75 | 96 | E | 96 | 7200 | 7200 | 0 | 0 | 0
| 1600A 9-SECTION MCC | 1 | 0% | 1 | EA |  | E | 0 | 75 | 108 | E | 108 | 8100 | 8100 | 0 | 0 | 0
| 1600A 10-SECTION MCC | 1 | 0% | 1 | EA |  | E | 0 | 75 | 120 | E | 120 | 9000 | 9000 | 0 | 0 | 0
| 1600A 11-SECTION MCC | 1 | 0% | 1 | EA |  | E | 0 | 75 | 132 | E | 132 | 9900 | 9900 | 0 | 0 | 0
| 1600A 12-SECTION MCC | 1 | 0% | 1 | EA |  | E | 0 | 75 | 144 | E | 144 | 10800 | 10800 | 0 | 0 | 0
|  | 1 | 0 | 1 | EA |  | E | 0 | 75 |  | E | 0 | 0 | 0
2000A MCC
1 | 2000A 1-SECTION MCC | 1 | 0% | 1 | EA |  | E | 0 | 75 | 14 | E | 14 | 1050 | 1050 | 6 | 7.5 | 9
| 2000A 2-SECTION MCC | 1 | 0% | 1 | EA |  | E | 0 | 75 | 28 | E | 28 | 2100 | 2100 | 12 | 15 | 18
| 2000A 3-SECTION MCC | 1 | 0% | 1 | EA |  | E | 0 | 75 | 42 | E | 42 | 3150 | 3150 | 18 | 22.5 | 27
| 2000A 4-SECTION MCC | 1 | 0% | 1 | EA |  | E | 0 | 75 | 56 | E | 56 | 4200 | 4200 | 0 | 0 | 0
| 2000A 5-SECTION MCC | 1 | 0% | 1 | EA |  | E | 0 | 75 | 70 | E | 70 | 5250 | 5250 | 0 | 0 | 0
| 2000A 6-SECTION MCC | 1 | 0% | 1 | EA |  | E | 0 | 75 | 84 | E | 84 | 6300 | 6300 | 0 | 0 | 0
| 2000A 7-SECTION MCC | 1 | 0% | 1 | EA |  | E | 0 | 75 | 98 | E | 98 | 7350 | 7350 | 0 | 0 | 0
| 2000A 8-SECTION MCC | 1 | 0% | 1 | EA |  | E | 0 | 75 | 112 | E | 112 | 8400 | 8400 | 0 | 0 | 0
| 2000A 9-SECTION MCC | 1 | 0% | 1 | EA |  | E | 0 | 75 | 126 | E | 126 | 9450 | 9450 | 0 | 0 | 0
| 2000A 10-SECTION MCC | 1 | 0% | 1 | EA |  | E | 0 | 75 | 140 | E | 140 | 10500 | 10500 | 0 | 0 | 0
| 2000A 11-SECTION MCC | 1 | 0% | 1 | EA |  | E | 0 | 75 | 154 | E | 154 | 11550 | 11550 | 0 | 0 | 0
| 2000A 12-SECTION MCC | 1 | 0% | 1 | EA |  | E | 0 | 75 | 168 | E | 168 | 12600 | 12600 | 0 | 0 | 0
|  | 1 | 0 | 1 | EA |  | E | 0 | 75 |  | E | 0 | 0 | 0
2500A MCC
1 | 2500A 1-SECTION MCC | 1 | 0% | 1 | EA |  | E | 0 | 75 | 16 | E | 16 | 1200 | 1200 | 6 | 7.5 | 9
| 2500A 2-SECTION MCC | 1 | 0% | 1 | EA |  | E | 0 | 75 | 32 | E | 32 | 2400 | 2400 | 12 | 15 | 18
| 2500A 3-SECTION MCC | 1 | 0% | 1 | EA |  | E | 0 | 75 | 48 | E | 48 | 3600 | 3600 | 18 | 22.5 | 27
| 2500A 4-SECTION MCC | 1 | 0% | 1 | EA |  | E | 0 | 75 | 64 | E | 64 | 4800 | 4800 | 0 | 0 | 0
| 2500A 5-SECTION MCC | 1 | 0% | 1 | EA |  | E | 0 | 75 | 80 | E | 80 | 6000 | 6000 | 0 | 0 | 0
| 2500A 6-SECTION MCC | 1 | 0% | 1 | EA |  | E | 0 | 75 | 96 | E | 96 | 7200 | 7200 | 0 | 0 | 0
| 2500A 7-SECTION MCC | 1 | 0% | 1 | EA |  | E | 0 | 75 | 112 | E | 112 | 8400 | 8400 | 0 | 0 | 0
| 2500A 8-SECTION MCC | 1 | 0% | 1 | EA |  | E | 0 | 75 | 128 | E | 128 | 9600 | 9600 | 0 | 0 | 0
| 2500A 9-SECTION MCC | 1 | 0% | 1 | EA |  | E | 0 | 75 | 144 | E | 144 | 10800 | 10800 | 0 | 0 | 0
| 2500A 10-SECTION MCC | 1 | 0% | 1 | EA |  | E | 0 | 75 | 160 | E | 160 | 12000 | 12000 | 0 | 0 | 0
| 2500A 11-SECTION MCC | 1 | 0% | 1 | EA |  | E | 0 | 75 | 176 | E | 176 | 13200 | 13200 | 0 | 0 | 0
| 2500A 12-SECTION MCC | 1 | 0% | 1 | EA |  | E | 0 | 75 | 192 | E | 192 | 14400 | 14400 | 0 | 0 | 0
| 2500A 13-SECTION MCC | 1 | 0% | 1 | EA |  | E | 0 | 75 | 208 | E | 208 | 15600 | 15600 | 0 | 0 | 0
| 2500A 14-SECTION MCC | 1 | 0% | 1 | EA |  | E | 0 | 75 | 224 | E | 224 | 16800 | 16800 | 0 | 0 | 0
| 2500A 15-SECTION MCC | 1 | 0% | 1 | EA |  | E | 0 | 75 | 240 | E | 240 | 18000 | 18000 | 0 | 0 | 0
| 2500A 16-SECTION MCC | 1 | 0% | 1 | EA |  | E | 0 | 75 | 256 | E | 256 | 19200 | 19200 | 0 | 0 | 0
| 2500A 17-SECTION MCC | 1 | 0% | 1 | EA |  | E | 0 | 75 | 272 | E | 272 | 20400 | 20400 | 0 | 0 | 0
| 2500A 18-SECTION MCC | 1 | 0% | 1 | EA |  | E | 0 | 75 | 288 | E | 288 | 21600 | 21600 | 0 | 0 | 0
| 2500A 19-SECTION MCC | 1 | 0% | 1 | EA |  | E | 0 | 75 | 304 | E | 304 | 22800 | 22800 | 0 | 0 | 0
| 2500A 20-SECTION MCC | 1 | 0% | 1 | EA |  | E | 0 | 75 | 320 | E | 320 | 24000 | 24000 | 0 | 0 | 0
|  | 1 | 0 | 1 | EA |  | E | 0 | 75 |  | E | 0 | 0 | 0
3000A MCC
1 | 3000A 1-SECTION MCC | 1 | 0% | 1 | EA |  | E | 0 | 75 | 18 | E | 18 | 1350 | 1350 | 6 | 7.5 | 9
| 3000A 2-SECTION MCC | 1 | 0% | 1 | EA |  | E | 0 | 75 | 36 | E | 36 | 2700 | 2700 | 12 | 15 | 18
| 3000A 3-SECTION MCC | 1 | 0% | 1 | EA |  | E | 0 | 75 | 54 | E | 54 | 4050 | 4050 | 18 | 22.5 | 27
| 3000A 4-SECTION MCC | 1 | 0% | 1 | EA |  | E | 0 | 75 | 72 | E | 72 | 5400 | 5400 | 0 | 0 | 0
| 3000A 5-SECTION MCC | 1 | 0% | 1 | EA |  | E | 0 | 75 | 90 | E | 90 | 6750 | 6750 | 0 | 0 | 0
| 3000A 6-SECTION MCC | 1 | 0% | 1 | EA |  | E | 0 | 75 | 108 | E | 108 | 8100 | 8100 | 0 | 0 | 0
| 3000A 7-SECTION MCC | 1 | 0% | 1 | EA |  | E | 0 | 75 | 126 | E | 126 | 9450 | 9450 | 0 | 0 | 0
| 3000A 8-SECTION MCC | 1 | 0% | 1 | EA |  | E | 0 | 75 | 144 | E | 144 | 10800 | 10800 | 0 | 0 | 0
| 3000A 9-SECTION MCC | 1 | 0% | 1 | EA |  | E | 0 | 75 | 162 | E | 162 | 12150 | 12150 | 0 | 0 | 0
| 3000A 10-SECTION MCC | 1 | 0% | 1 | EA |  | E | 0 | 75 | 180 | E | 180 | 13500 | 13500 | 0 | 0 | 0
| 3000A 11-SECTION MCC | 1 | 0% | 1 | EA |  | E | 0 | 75 | 198 | E | 198 | 14850 | 14850 | 0 | 0 | 0
| 3000A 12-SECTION MCC | 1 | 0% | 1 | EA |  | E | 0 | 75 | 216 | E | 216 | 16200 | 16200 | 0 | 0 | 0
| 3000A 13-SECTION MCC | 1 | 0% | 1 | EA |  | E | 0 | 75 | 234 | E | 234 | 17550 | 17550 | 0 | 0 | 0
| 3000A 14-SECTION MCC | 1 | 0% | 1 | EA |  | E | 0 | 75 | 252 | E | 252 | 18900 | 18900 | 0 | 0 | 0
| 3000A 15-SECTION MCC | 1 | 0% | 1 | EA |  | E | 0 | 75 | 270 | E | 270 | 20250 | 20250 | 0 | 0 | 0
| 3000A 16-SECTION MCC | 1 | 0% | 1 | EA |  | E | 0 | 75 | 288 | E | 288 | 21600 | 21600 | 0 | 0 | 0
| 3000A 17-SECTION MCC | 1 | 0% | 1 | EA |  | E | 0 | 75 | 306 | E | 306 | 22950 | 22950 | 0 | 0 | 0
| 3000A 18-SECTION MCC | 1 | 0% | 1 | EA |  | E | 0 | 75 | 324 | E | 324 | 24300 | 24300 | 0 | 0 | 0
| 3000A 19-SECTION MCC | 1 | 0% | 1 | EA |  | E | 0 | 75 | 342 | E | 342 | 25650 | 25650 | 0 | 0 | 0
| 3000A 20-SECTION MCC | 1 | 0% | 1 | EA |  | E | 0 | 75 | 360 | E | 360 | 27000 | 27000 | 0 | 0 | 0
|  | 1 | 0 | 1 | EA |  | E | 0 | 75 |  | E | 0 | 0 | 0
3500A MCC
1 | 3500A 1-SECTION MCC | 1 | 0% | 1 | EA |  | E | 0 | 75 | 20 | E | 20 | 1500 | 1500 | 6 | 7.5 | 9
| 3500A 2-SECTION MCC | 1 | 0% | 1 | EA |  | E | 0 | 75 | 40 | E | 40 | 3000 | 3000 | 12 | 15 | 18
| 3500A 3-SECTION MCC | 1 | 0% | 1 | EA |  | E | 0 | 75 | 60 | E | 60 | 4500 | 4500 | 18 | 22.5 | 27
| 3500A 4-SECTION MCC | 1 | 0% | 1 | EA |  | E | 0 | 75 | 80 | E | 80 | 6000 | 6000 | 0 | 0 | 0
| 3500A 5-SECTION MCC | 1 | 0% | 1 | EA |  | E | 0 | 75 | 100 | E | 100 | 7500 | 7500 | 0 | 0 | 0
| 3500A 6-SECTION MCC | 1 | 0% | 1 | EA |  | E | 0 | 75 | 120 | E | 120 | 9000 | 9000 | 0 | 0 | 0
| 3500A 7-SECTION MCC | 1 | 0% | 1 | EA |  | E | 0 | 75 | 140 | E | 140 | 10500 | 10500 | 0 | 0 | 0
| 3500A 8-SECTION MCC | 1 | 0% | 1 | EA |  | E | 0 | 75 | 160 | E | 160 | 12000 | 12000 | 0 | 0 | 0
| 3500A 9-SECTION MCC | 1 | 0% | 1 | EA |  | E | 0 | 75 | 180 | E | 180 | 13500 | 13500 | 0 | 0 | 0
| 3500A 10-SECTION MCC | 1 | 0% | 1 | EA |  | E | 0 | 75 | 200 | E | 200 | 15000 | 15000 | 0 | 0 | 0
| 3500A 11-SECTION MCC | 1 | 0% | 1 | EA |  | E | 0 | 75 | 220 | E | 220 | 16500 | 16500 | 0 | 0 | 0
| 3500A 12-SECTION MCC | 1 | 0% | 1 | EA |  | E | 0 | 75 | 240 | E | 240 | 18000 | 18000 | 0 | 0 | 0
| 3500A 13-SECTION MCC | 1 | 0% | 1 | EA |  | E | 0 | 75 | 260 | E | 260 | 19500 | 19500 | 0 | 0 | 0
| 3500A 14-SECTION MCC | 1 | 0% | 1 | EA |  | E | 0 | 75 | 280 | E | 280 | 21000 | 21000 | 0 | 0 | 0
| 3500A 15-SECTION MCC | 1 | 0% | 1 | EA |  | E | 0 | 75 | 300 | E | 300 | 22500 | 22500 | 0 | 0 | 0
| 3500A 16-SECTION MCC | 1 | 0% | 1 | EA |  | E | 0 | 75 | 320 | E | 320 | 24000 | 24000 | 0 | 0 | 0
| 3500A 17-SECTION MCC | 1 | 0% | 1 | EA |  | E | 0 | 75 | 340 | E | 340 | 25500 | 25500 | 0 | 0 | 0
| 3500A 18-SECTION MCC | 1 | 0% | 1 | EA |  | E | 0 | 75 | 360 | E | 360 | 27000 | 27000 | 0 | 0 | 0
| 3500A 19-SECTION MCC | 1 | 0% | 1 | EA |  | E | 0 | 75 | 380 | E | 380 | 28500 | 28500 | 0 | 0 | 0
| 3500A 20-SECTION MCC | 1 | 0% | 1 | EA |  | E | 0 | 75 | 400 | E | 400 | 30000 | 30000 | 0 | 0 | 0
|  | 1 | 0 | 1 | EA |  | E | 0 | 75 |  | E | 0 | 0 | 0
4000A MCC
1 | 4000A 1-SECTION MCC | 1 | 0% | 1 | EA |  | E | 0 | 75 | 22 | E | 22 | 1650 | 1650 | 6 | 7.5 | 9
| 4000A 2-SECTION MCC | 1 | 0% | 1 | EA |  | E | 0 | 75 | 44 | E | 44 | 3300 | 3300 | 12 | 15 | 18
| 4000A 3-SECTION MCC | 1 | 0% | 1 | EA |  | E | 0 | 75 | 66 | E | 66 | 4950 | 4950 | 18 | 22.5 | 27
| 4000A 4-SECTION MCC | 1 | 0% | 1 | EA |  | E | 0 | 75 | 88 | E | 88 | 6600 | 6600 | 0 | 0 | 0
| 4000A 5-SECTION MCC | 1 | 0% | 1 | EA |  | E | 0 | 75 | 110 | E | 110 | 8250 | 8250 | 0 | 0 | 0
| 4000A 6-SECTION MCC | 1 | 0% | 1 | EA |  | E | 0 | 75 | 132 | E | 132 | 9900 | 9900 | 0 | 0 | 0
| 4000A 7-SECTION MCC | 1 | 0% | 1 | EA |  | E | 0 | 75 | 154 | E | 154 | 11550 | 11550 | 0 | 0 | 0
| 4000A 8-SECTION MCC | 1 | 0% | 1 | EA |  | E | 0 | 75 | 176 | E | 176 | 13200 | 13200 | 0 | 0 | 0
| 4000A 9-SECTION MCC | 1 | 0% | 1 | EA |  | E | 0 | 75 | 198 | E | 198 | 14850 | 14850 | 0 | 0 | 0
| 4000A 10-SECTION MCC | 1 | 0% | 1 | EA |  | E | 0 | 75 | 220 | E | 220 | 16500 | 16500 | 0 | 0 | 0
| 4000A 11-SECTION MCC | 1 | 0% | 1 | EA |  | E | 0 | 75 | 242 | E | 242 | 18150 | 18150 | 0 | 0 | 0
| 4000A 12-SECTION MCC | 1 | 0% | 1 | EA |  | E | 0 | 75 | 264 | E | 264 | 19800 | 19800 | 0 | 0 | 0
| 4000A 13-SECTION MCC | 1 | 0% | 1 | EA |  | E | 0 | 75 | 286 | E | 286 | 21450 | 21450 | 0 | 0 | 0
| 4000A 14-SECTION MCC | 1 | 0% | 1 | EA |  | E | 0 | 75 | 308 | E | 308 | 23100 | 23100 | 0 | 0 | 0
| 4000A 15-SECTION MCC | 1 | 0% | 1 | EA |  | E | 0 | 75 | 330 | E | 330 | 24750 | 24750 | 0 | 0 | 0
| 4000A 16-SECTION MCC | 1 | 0% | 1 | EA |  | E | 0 | 75 | 352 | E | 352 | 26400 | 26400 | 0 | 0 | 0
| 4000A 17-SECTION MCC | 1 | 0% | 1 | EA |  | E | 0 | 75 | 374 | E | 374 | 28050 | 28050 | 0 | 0 | 0
| 4000A 18-SECTION MCC | 1 | 0% | 1 | EA |  | E | 0 | 75 | 396 | E | 396 | 29700 | 29700 | 0 | 0 | 0
| 4000A 19-SECTION MCC | 1 | 0% | 1 | EA |  | E | 0 | 75 | 418 | E | 418 | 31350 | 31350 | 0 | 0 | 0
| 4000A 20-SECTION MCC | 1 | 0% | 1 | EA |  | E | 0 | 75 | 440 | E | 440 | 33000 | 33000 | 0 | 0 | 0

## H.Voltage Motor Control Center
[12 empty] | LABOR RATE |  | 75
SR. NO. | DESCRIPTION | QUANTITY | WASTAGE | QTY WITH WASTAGE | UNIT | UNIT COST | UNIT | MATERIAL COST | LABOR RATE | LABOR | UNIT | TOTAL HOURS | LABOR COST | TOTAL COST
100A MCC - 4.16KV
1 | 100A 1-SECTION MCC - 4.16KV | 1 | 0% | 1 | EA |  | E | 0 | 75 | 6 | E | 6 | 450 | 450
| 100A 2-SECTION MCC - 4.16KV | 1 | 0% | 1 | EA |  | E | 0 | 75 | 12 | E | 12 | 900 | 900
| 100A 3-SECTION MCC - 4.16KV | 1 | 0% | 1 | EA |  | E | 0 | 75 | 18 | E | 18 | 1350 | 1350
| 100A 4-SECTION MCC - 4.16KV | 1 | 0% | 1 | EA |  | E | 0 | 75 | 24 | E | 24 | 1800 | 1800
| 100A 5-SECTION MCC - 4.16KV | 1 | 0% | 1 | EA |  | E | 0 | 75 | 30 | E | 30 | 2250 | 2250
| 100A 6-SECTION MCC - 4.16KV | 1 | 0% | 1 | EA |  | E | 0 | 75 | 36 | E | 36 | 2700 | 2700
|  | 1 | 0 | 1 | EA |  | E | 0 | 75 |  | E | 0 | 0 | 0
200A MCC - 4.16KV
1 | 200A 1-SECTION MCC - 4.16KV | 1 | 0% | 1 | EA |  | E | 0 | 75 | 7 | E | 7 | 525 | 525
| 200A 2-SECTION MCC - 4.16KV | 1 | 0% | 1 | EA |  | E | 0 | 75 | 14 | E | 14 | 1050 | 1050
| 200A 3-SECTION MCC - 4.16KV | 1 | 0% | 1 | EA |  | E | 0 | 75 | 21 | E | 21 | 1575 | 1575
| 200A 4-SECTION MCC - 4.16KV | 1 | 0% | 1 | EA |  | E | 0 | 75 | 28 | E | 28 | 2100 | 2100
| 200A 5-SECTION MCC - 4.16KV | 1 | 0% | 1 | EA |  | E | 0 | 75 | 35 | E | 35 | 2625 | 2625
| 200A 6-SECTION MCC - 4.16KV | 1 | 0% | 1 | EA |  | E | 0 | 75 | 42 | E | 42 | 3150 | 3150
|  | 1 | 0 | 1 | EA |  | E | 0 | 75 |  | E | 0 | 0 | 0
400A MCC - 4.16KV
1 | 400A 1-SECTION MCC - 4.16KV | 1 | 0% | 1 | EA |  | E | 0 | 75 | 8 | E | 8 | 600 | 600
| 400A 2-SECTION MCC - 4.16KV | 1 | 0% | 1 | EA |  | E | 0 | 75 | 16 | E | 16 | 1200 | 1200
| 400A 3-SECTION MCC - 4.16KV | 1 | 0% | 1 | EA |  | E | 0 | 75 | 24 | E | 24 | 1800 | 1800
| 400A 4-SECTION MCC - 4.16KV | 1 | 0% | 1 | EA |  | E | 0 | 75 | 32 | E | 32 | 2400 | 2400
| 400A 5-SECTION MCC - 4.16KV | 1 | 0% | 1 | EA |  | E | 0 | 75 | 40 | E | 40 | 3000 | 3000
| 400A 6-SECTION MCC - 4.16KV | 1 | 0% | 1 | EA |  | E | 0 | 75 | 48 | E | 48 | 3600 | 3600
|  | 1 | 0 | 1 | EA |  | E | 0 | 75 |  | E | 0 | 0 | 0
600A MCC - 4.16KV
1 | 600A 1-SECTION MCC - 4.16KV | 1 | 0% | 1 | EA |  | E | 0 | 75 | 10 | E | 10 | 750 | 750
| 600A 2-SECTION MCC - 4.16KV | 1 | 0% | 1 | EA |  | E | 0 | 75 | 20 | E | 20 | 1500 | 1500
| 600A 3-SECTION MCC - 4.16KV | 1 | 0% | 1 | EA |  | E | 0 | 75 | 30 | E | 30 | 2250 | 2250
| 600A 4-SECTION MCC - 4.16KV | 1 | 0% | 1 | EA |  | E | 0 | 75 | 40 | E | 40 | 3000 | 3000
| 600A 5-SECTION MCC - 4.16KV | 1 | 0% | 1 | EA |  | E | 0 | 75 | 50 | E | 50 | 3750 | 3750
| 600A 6-SECTION MCC - 4.16KV | 1 | 0% | 1 | EA |  | E | 0 | 75 | 60 | E | 60 | 4500 | 4500
|  | 1 | 0 | 1 | EA |  | E | 0 | 75 |  | E | 0 | 0 | 0
800A MCC - 4.16KV
1 | 800A 1-SECTION MCC - 4.16KV | 1 | 0% | 1 | EA |  | E | 0 | 75 | 12 | E | 12 | 900 | 900
| 800A 2-SECTION MCC - 4.16KV | 1 | 0% | 1 | EA |  | E | 0 | 75 | 24 | E | 24 | 1800 | 1800
| 800A 3-SECTION MCC - 4.16KV | 1 | 0% | 1 | EA |  | E | 0 | 75 | 36 | E | 36 | 2700 | 2700
| 800A 4-SECTION MCC - 4.16KV | 1 | 0% | 1 | EA |  | E | 0 | 75 | 48 | E | 48 | 3600 | 3600
| 800A 5-SECTION MCC - 4.16KV | 1 | 0% | 1 | EA |  | E | 0 | 75 | 60 | E | 60 | 4500 | 4500
| 800A 6-SECTION MCC - 4.16KV | 1 | 0% | 1 | EA |  | E | 0 | 75 | 72 | E | 72 | 5400 | 5400
| 800A 7-SECTION MCC - 4.16KV | 1 | 0% | 1 | EA |  | E | 0 | 75 | 84 | E | 84 | 6300 | 6300
| 800A 8-SECTION MCC - 4.16KV | 1 | 0% | 1 | EA |  | E | 0 | 75 | 96 | E | 96 | 7200 | 7200
| 800A 9-SECTION MCC - 4.16KV | 1 | 0% | 1 | EA |  | E | 0 | 75 | 108 | E | 108 | 8100 | 8100
| 800A 10-SECTION MCC - 4.16KV | 1 | 0% | 1 | EA |  | E | 0 | 75 | 120 | E | 120 | 9000 | 9000
| 800A 11-SECTION MCC - 4.16KV | 1 | 0% | 1 | EA |  | E | 0 | 75 | 132 | E | 132 | 9900 | 9900
| 800A 12-SECTION MCC - 4.16KV | 1 | 0% | 1 | EA |  | E | 0 | 75 | 144 | E | 144 | 10800 | 10800
|  | 1 | 0 | 1 | EA |  | E | 0 | 75 |  | E | 0 | 0 | 0
1200A MCC - 4.16KV
1 | 1200A 1-SECTION MCC - 4.16KV | 1 | 0% | 1 | EA |  | E | 0 | 75 | 14 | E | 14 | 1050 | 1050
| 1200A 2-SECTION MCC - 4.16KV | 1 | 0% | 1 | EA |  | E | 0 | 75 | 28 | E | 28 | 2100 | 2100
| 1200A 3-SECTION MCC - 4.16KV | 1 | 0% | 1 | EA |  | E | 0 | 75 | 42 | E | 42 | 3150 | 3150
| 1200A 4-SECTION MCC - 4.16KV | 1 | 0% | 1 | EA |  | E | 0 | 75 | 56 | E | 56 | 4200 | 4200
| 1200A 5-SECTION MCC - 4.16KV | 1 | 0% | 1 | EA |  | E | 0 | 75 | 70 | E | 70 | 5250 | 5250
| 1200A 6-SECTION MCC - 4.16KV | 1 | 0% | 1 | EA |  | E | 0 | 75 | 84 | E | 84 | 6300 | 6300
| 1200A 7-SECTION MCC - 4.16KV | 1 | 0% | 1 | EA |  | E | 0 | 75 | 98 | E | 98 | 7350 | 7350
| 1200A 8-SECTION MCC - 4.16KV | 1 | 0% | 1 | EA |  | E | 0 | 75 | 112 | E | 112 | 8400 | 8400
| 1200A 9-SECTION MCC - 4.16KV | 1 | 0% | 1 | EA |  | E | 0 | 75 | 126 | E | 126 | 9450 | 9450
| 1200A 10-SECTION MCC - 4.16KV | 1 | 0% | 1 | EA |  | E | 0 | 75 | 140 | E | 140 | 10500 | 10500
| 1200A 11-SECTION MCC - 4.16KV | 1 | 0% | 1 | EA |  | E | 0 | 75 | 154 | E | 154 | 11550 | 11550
| 1200A 12-SECTION MCC - 4.16KV | 1 | 0% | 1 | EA |  | E | 0 | 75 | 168 | E | 168 | 12600 | 12600
|  | 1 | 0 | 1 | EA |  | E | 0 | 75 |  | E | 0 | 0 | 0
1600A MCC - 4.16KV
1 | 1600A 1-SECTION MCC - 4.16KV |  | 0% |  | EA |  | E | 0 | 75 | 16 | E | 0 | 0 | 0
| 1600A 2-SECTION MCC - 4.16KV | 1 | 0% | 1 | EA |  | E | 0 | 75 | 32 | E | 32 | 2400 | 2400
| 1600A 3-SECTION MCC - 4.16KV | 1 | 0% | 1 | EA |  | E | 0 | 75 | 48 | E | 48 | 3600 | 3600
| 1600A 4-SECTION MCC - 4.16KV | 1 | 0% | 1 | EA |  | E | 0 | 75 | 64 | E | 64 | 4800 | 4800
| 1600A 5-SECTION MCC - 4.16KV | 1 | 0% | 1 | EA |  | E | 0 | 75 | 80 | E | 80 | 6000 | 6000
| 1600A 6-SECTION MCC - 4.16KV | 1 | 0% | 1 | EA |  | E | 0 | 75 | 96 | E | 96 | 7200 | 7200
| 1600A 7-SECTION MCC - 4.16KV | 1 | 0% | 1 | EA |  | E | 0 | 75 | 112 | E | 112 | 8400 | 8400
| 1600A 8-SECTION MCC - 4.16KV | 1 | 0% | 1 | EA |  | E | 0 | 75 | 128 | E | 128 | 9600 | 9600
| 1600A 9-SECTION MCC - 4.16KV | 1 | 0% | 1 | EA |  | E | 0 | 75 | 144 | E | 144 | 10800 | 10800
| 1600A 10-SECTION MCC - 4.16KV | 1 | 0% | 1 | EA |  | E | 0 | 75 | 160 | E | 160 | 12000 | 12000
| 1600A 11-SECTION MCC - 4.16KV | 1 | 0% | 1 | EA |  | E | 0 | 75 | 176 | E | 176 | 13200 | 13200
| 1600A 12-SECTION MCC - 4.16KV | 1 | 0% | 1 | EA |  | E | 0 | 75 | 192 | E | 192 | 14400 | 14400
| 1600A 13-SECTION MCC - 4.16KV | 1 | 0% | 1 | EA |  | E | 0 | 75 | 208 | E | 208 | 15600 | 15600
| 1600A 14-SECTION MCC - 4.16KV | 1 | 0% | 1 | EA |  | E | 0 | 75 | 224 | E | 224 | 16800 | 16800
| 1600A 15-SECTION MCC - 4.16KV | 1 | 0% | 1 | EA |  | E | 0 | 75 | 240 | E | 240 | 18000 | 18000
| 1600A 16-SECTION MCC - 4.16KV | 1 | 0% | 1 | EA |  | E | 0 | 75 | 256 | E | 256 | 19200 | 19200
| 1600A 17-SECTION MCC - 4.16KV | 1 | 0% | 1 | EA |  | E | 0 | 75 | 272 | E | 272 | 20400 | 20400
| 1600A 18-SECTION MCC - 4.16KV | 1 | 0% | 1 | EA |  | E | 0 | 75 | 288 | E | 288 | 21600 | 21600
| 1600A 19-SECTION MCC - 4.16KV | 1 | 0% | 1 | EA |  | E | 0 | 75 | 304 | E | 304 | 22800 | 22800
| 1600A 20-SECTION MCC - 4.16KV | 1 | 0% | 1 | EA |  | E | 0 | 75 | 320 | E | 320 | 24000 | 24000
|  | 1 | 0 | 1 | EA |  | E | 0 | 75 |  | E | 0 | 0 | 0
2000A MCC - 4.16KV
1 | 2000A 1-SECTION MCC - 4.16KV | 1 | 0% | 1 | EA |  | E | 0 | 75 | 18 | E | 18 | 1350 | 1350
| 2000A 2-SECTION MCC - 4.16KV | 1 | 0% | 1 | EA |  | E | 0 | 75 | 36 | E | 36 | 2700 | 2700
| 2000A 3-SECTION MCC - 4.16KV | 1 | 0% | 1 | EA |  | E | 0 | 75 | 54 | E | 54 | 4050 | 4050
| 2000A 4-SECTION MCC - 4.16KV | 1 | 0% | 1 | EA |  | E | 0 | 75 | 72 | E | 72 | 5400 | 5400
| 2000A 5-SECTION MCC - 4.16KV | 1 | 0% | 1 | EA |  | E | 0 | 75 | 90 | E | 90 | 6750 | 6750
| 2000A 6-SECTION MCC - 4.16KV | 1 | 0% | 1 | EA |  | E | 0 | 75 | 108 | E | 108 | 8100 | 8100
| 2000A 7-SECTION MCC - 4.16KV | 1 | 0% | 1 | EA |  | E | 0 | 75 | 126 | E | 126 | 9450 | 9450
| 2000A 8-SECTION MCC - 4.16KV | 1 | 0% | 1 | EA |  | E | 0 | 75 | 144 | E | 144 | 10800 | 10800
| 2000A 9-SECTION MCC - 4.16KV | 1 | 0% | 1 | EA |  | E | 0 | 75 | 162 | E | 162 | 12150 | 12150
| 2000A 10-SECTION MCC - 4.16KV | 1 | 0% | 1 | EA |  | E | 0 | 75 | 180 | E | 180 | 13500 | 13500
| 2000A 11-SECTION MCC - 4.16KV | 1 | 0% | 1 | EA |  | E | 0 | 75 | 198 | E | 198 | 14850 | 14850
| 2000A 12-SECTION MCC - 4.16KV | 1 | 0% | 1 | EA |  | E | 0 | 75 | 216 | E | 216 | 16200 | 16200
| 2000A 13-SECTION MCC - 4.16KV | 1 | 0% | 1 | EA |  | E | 0 | 75 | 234 | E | 234 | 17550 | 17550
| 2000A 14-SECTION MCC - 4.16KV | 1 | 0% | 1 | EA |  | E | 0 | 75 | 252 | E | 252 | 18900 | 18900
| 2000A 15-SECTION MCC - 4.16KV | 1 | 0% | 1 | EA |  | E | 0 | 75 | 270 | E | 270 | 20250 | 20250
| 2000A 16-SECTION MCC - 4.16KV | 1 | 0% | 1 | EA |  | E | 0 | 75 | 288 | E | 288 | 21600 | 21600
| 2000A 17-SECTION MCC - 4.16KV | 1 | 0% | 1 | EA |  | E | 0 | 75 | 306 | E | 306 | 22950 | 22950
| 2000A 18-SECTION MCC - 4.16KV | 1 | 0% | 1 | EA |  | E | 0 | 75 | 306 | E | 306 | 22950 | 22950
| 2000A 19-SECTION MCC - 4.16KV | 1 | 0% | 1 | EA |  | E | 0 | 75 | 342 | E | 342 | 25650 | 25650
| 2000A 20-SECTION MCC - 4.16KV | 1 | 0% | 1 | EA |  | E | 0 | 75 | 360 | E | 360 | 27000 | 27000
|  | 1 | 0 | 1 | EA |  | E | 0 | 75 |  | E | 0 | 0 | 0
2500A MCC - 4.16KV
1 | 2500A 1-SECTION MCC - 4.16KV | 1 | 0% | 1 | EA |  | E | 0 | 75 | 22 | E | 22 | 1650 | 1650
| 2500A 2-SECTION MCC - 4.16KV | 1 | 0% | 1 | EA |  | E | 0 | 75 | 44 | E | 44 | 3300 | 3300
| 2500A 3-SECTION MCC - 4.16KV | 1 | 0% | 1 | EA |  | E | 0 | 75 | 66 | E | 66 | 4950 | 4950
| 2500A 4-SECTION MCC - 4.16KV | 1 | 0% | 1 | EA |  | E | 0 | 75 | 88 | E | 88 | 6600 | 6600
| 2500A 5-SECTION MCC - 4.16KV | 1 | 0% | 1 | EA |  | E | 0 | 75 | 110 | E | 110 | 8250 | 8250
| 2500A 6-SECTION MCC - 4.16KV | 1 | 0% | 1 | EA |  | E | 0 | 75 | 132 | E | 132 | 9900 | 9900
| 2500A 7-SECTION MCC - 4.16KV | 1 | 0% | 1 | EA |  | E | 0 | 75 | 154 | E | 154 | 11550 | 11550
| 2500A 8-SECTION MCC - 4.16KV | 1 | 0% | 1 | EA |  | E | 0 | 75 | 176 | E | 176 | 13200 | 13200
| 2500A 9-SECTION MCC - 4.16KV | 1 | 0% | 1 | EA |  | E | 0 | 75 | 198 | E | 198 | 14850 | 14850
| 2500A 10-SECTION MCC - 4.16KV | 1 | 0% | 1 | EA |  | E | 0 | 75 | 220 | E | 220 | 16500 | 16500
| 2500A 11-SECTION MCC - 4.16KV | 1 | 0% | 1 | EA |  | E | 0 | 75 | 242 | E | 242 | 18150 | 18150
| 2500A 12-SECTION MCC - 4.16KV | 1 | 0% | 1 | EA |  | E | 0 | 75 | 264 | E | 264 | 19800 | 19800
| 2500A 13-SECTION MCC - 4.16KV | 1 | 0% | 1 | EA |  | E | 0 | 75 | 286 | E | 286 | 21450 | 21450
| 2500A 14-SECTION MCC - 4.16KV | 1 | 0% | 1 | EA |  | E | 0 | 75 | 308 | E | 308 | 23100 | 23100
| 2500A 15-SECTION MCC - 4.16KV | 1 | 0% | 1 | EA |  | E | 0 | 75 | 330 | E | 330 | 24750 | 24750
| 2500A 16-SECTION MCC - 4.16KV | 1 | 0% | 1 | EA |  | E | 0 | 75 | 352 | E | 352 | 26400 | 26400
| 2500A 17-SECTION MCC - 4.16KV | 1 | 0% | 1 | EA |  | E | 0 | 75 | 374 | E | 374 | 28050 | 28050
| 2500A 18-SECTION MCC - 4.16KV | 1 | 0% | 1 | EA |  | E | 0 | 75 | 396 | E | 396 | 29700 | 29700
| 2500A 19-SECTION MCC - 4.16KV | 1 | 0% | 1 | EA |  | E | 0 | 75 | 418 | E | 418 | 31350 | 31350
| 2500A 20-SECTION MCC - 4.16KV | 1 | 0% | 1 | EA |  | E | 0 | 75 | 440 | E | 440 | 33000 | 33000
|  | 1 | 0 | 1 | EA |  | E | 0 | 75 |  | E | 0 | 0 | 0
3000A MCC - 4.16KV
1 | 3000A 1-SECTION MCC - 4.16KV | 1 | 0% | 1 | EA |  | E | 0 | 75 | 24 | E | 24 | 1800 | 1800
| 3000A 2-SECTION MCC - 4.16KV | 1 | 0% | 1 | EA |  | E | 0 | 75 | 48 | E | 48 | 3600 | 3600
| 3000A 3-SECTION MCC - 4.16KV | 1 | 0% | 1 | EA |  | E | 0 | 75 | 72 | E | 72 | 5400 | 5400
| 3000A 4-SECTION MCC - 4.16KV | 1 | 0% | 1 | EA |  | E | 0 | 75 | 96 | E | 96 | 7200 | 7200
| 3000A 5-SECTION MCC - 4.16KV | 1 | 0% | 1 | EA |  | E | 0 | 75 | 120 | E | 120 | 9000 | 9000
| 3000A 6-SECTION MCC - 4.16KV | 1 | 0% | 1 | EA |  | E | 0 | 75 | 144 | E | 144 | 10800 | 10800
| 3000A 7-SECTION MCC - 4.16KV | 1 | 0% | 1 | EA |  | E | 0 | 75 | 168 | E | 168 | 12600 | 12600
| 3000A 8-SECTION MCC - 4.16KV | 1 | 0% | 1 | EA |  | E | 0 | 75 | 192 | E | 192 | 14400 | 14400
| 3000A 9-SECTION MCC - 4.16KV | 1 | 0% | 1 | EA |  | E | 0 | 75 | 216 | E | 216 | 16200 | 16200
| 3000A 10-SECTION MCC - 4.16KV | 1 | 0% | 1 | EA |  | E | 0 | 75 | 240 | E | 240 | 18000 | 18000
| 3000A 11-SECTION MCC - 4.16KV | 1 | 0% | 1 | EA |  | E | 0 | 75 | 264 | E | 264 | 19800 | 19800
| 3000A 12-SECTION MCC - 4.16KV | 1 | 0% | 1 | EA |  | E | 0 | 75 | 288 | E | 288 | 21600 | 21600
| 3000A 13-SECTION MCC - 4.16KV | 1 | 0% | 1 | EA |  | E | 0 | 75 | 312 | E | 312 | 23400 | 23400
| 3000A 14-SECTION MCC - 4.16KV | 1 | 0% | 1 | EA |  | E | 0 | 75 | 336 | E | 336 | 25200 | 25200
| 3000A 15-SECTION MCC - 4.16KV | 1 | 0% | 1 | EA |  | E | 0 | 75 | 360 | E | 360 | 27000 | 27000
| 3000A 16-SECTION MCC - 4.16KV | 1 | 0% | 1 | EA |  | E | 0 | 75 | 384 | E | 384 | 28800 | 28800
| 3000A 17-SECTION MCC - 4.16KV | 1 | 0% | 1 | EA |  | E | 0 | 75 | 408 | E | 408 | 30600 | 30600
| 3000A 18-SECTION MCC - 4.16KV | 1 | 0% | 1 | EA |  | E | 0 | 75 | 432 | E | 432 | 32400 | 32400
| 3000A 19-SECTION MCC - 4.16KV | 1 | 0% | 1 | EA |  | E | 0 | 75 | 456 | E | 456 | 34200 | 34200
| 3000A 20-SECTION MCC - 4.16KV | 1 | 0% | 1 | EA |  | E | 0 | 75 | 480 | E | 480 | 36000 | 36000
|  | 1 | 0 | 1 | EA |  | E | 0 | 75 |  | E | 0 | 0 | 0
3500A MCC - 4.16KV
1 | 3500A 1-SECTION MCC - 4.16KV | 1 | 0% | 1 | EA |  | E | 0 | 75 | 26 | E | 26 | 1950 | 1950
| 3500A 2-SECTION MCC - 4.16KV | 1 | 0% | 1 | EA |  | E | 0 | 75 | 52 | E | 52 | 3900 | 3900
| 3500A 3-SECTION MCC - 4.16KV | 1 | 0% | 1 | EA |  | E | 0 | 75 | 78 | E | 78 | 5850 | 5850
| 3500A 4-SECTION MCC - 4.16KV | 1 | 0% | 1 | EA |  | E | 0 | 75 | 104 | E | 104 | 7800 | 7800
| 3500A 5-SECTION MCC - 4.16KV | 1 | 0% | 1 | EA |  | E | 0 | 75 | 130 | E | 130 | 9750 | 9750
| 3500A 6-SECTION MCC - 4.16KV | 1 | 0% | 1 | EA |  | E | 0 | 75 | 156 | E | 156 | 11700 | 11700
| 3500A 7-SECTION MCC - 4.16KV | 1 | 0% | 1 | EA |  | E | 0 | 75 | 182 | E | 182 | 13650 | 13650
| 3500A 8-SECTION MCC - 4.16KV | 1 | 0% | 1 | EA |  | E | 0 | 75 | 208 | E | 208 | 15600 | 15600
| 3500A 9-SECTION MCC - 4.16KV | 1 | 0% | 1 | EA |  | E | 0 | 75 | 234 | E | 234 | 17550 | 17550
| 3500A 10-SECTION MCC - 4.16KV | 1 | 0% | 1 | EA |  | E | 0 | 75 | 260 | E | 260 | 19500 | 19500
| 3500A 11-SECTION MCC - 4.16KV | 1 | 0% | 1 | EA |  | E | 0 | 75 | 286 | E | 286 | 21450 | 21450
| 3500A 12-SECTION MCC - 4.16KV | 1 | 0% | 1 | EA |  | E | 0 | 75 | 312 | E | 312 | 23400 | 23400
| 3500A 13-SECTION MCC - 4.16KV | 1 | 0% | 1 | EA |  | E | 0 | 75 | 338 | E | 338 | 25350 | 25350
| 3500A 14-SECTION MCC - 4.16KV | 1 | 0% | 1 | EA |  | E | 0 | 75 | 364 | E | 364 | 27300 | 27300
| 3500A 15-SECTION MCC - 4.16KV | 1 | 0% | 1 | EA |  | E | 0 | 75 | 390 | E | 390 | 29250 | 29250
| 3500A 16-SECTION MCC - 4.16KV | 1 | 0% | 1 | EA |  | E | 0 | 75 | 416 | E | 416 | 31200 | 31200
| 3500A 17-SECTION MCC - 4.16KV | 1 | 0% | 1 | EA |  | E | 0 | 75 | 442 | E | 442 | 33150 | 33150
| 3500A 18-SECTION MCC - 4.16KV | 1 | 0% | 1 | EA |  | E | 0 | 75 | 468 | E | 468 | 35100 | 35100
| 3500A 19-SECTION MCC - 4.16KV | 1 | 0% | 1 | EA |  | E | 0 | 75 | 494 | E | 494 | 37050 | 37050
| 3500A 20-SECTION MCC - 4.16KV | 1 | 0% | 1 | EA |  | E | 0 | 75 | 520 | E | 520 | 39000 | 39000
|  | 1 | 0 | 1 | EA |  | E | 0 | 75 |  | E | 0 | 0 | 0
4000A MCC - 4.16KV
1 | 4000A 1-SECTION MCC - 4.16KV | 1 | 0% | 1 | EA |  | E | 0 | 75 | 28 | E | 28 | 2100 | 2100
| 4000A 2-SECTION MCC - 4.16KV | 1 | 0% | 1 | EA |  | E | 0 | 75 | 56 | E | 56 | 4200 | 4200
| 4000A 3-SECTION MCC - 4.16KV | 1 | 0% | 1 | EA |  | E | 0 | 75 | 84 | E | 84 | 6300 | 6300
| 4000A 4-SECTION MCC - 4.16KV | 1 | 0% | 1 | EA |  | E | 0 | 75 | 112 | E | 112 | 8400 | 8400
| 4000A 5-SECTION MCC - 4.16KV | 1 | 0% | 1 | EA |  | E | 0 | 75 | 140 | E | 140 | 10500 | 10500
| 4000A 6-SECTION MCC - 4.16KV | 1 | 0% | 1 | EA |  | E | 0 | 75 | 168 | E | 168 | 12600 | 12600
| 4000A 7-SECTION MCC - 4.16KV | 1 | 0% | 1 | EA |  | E | 0 | 75 | 196 | E | 196 | 14700 | 14700
| 4000A 8-SECTION MCC - 4.16KV | 1 | 0% | 1 | EA |  | E | 0 | 75 | 224 | E | 224 | 16800 | 16800
| 4000A 9-SECTION MCC - 4.16KV | 1 | 0% | 1 | EA |  | E | 0 | 75 | 252 | E | 252 | 18900 | 18900
| 4000A 10-SECTION MCC - 4.16KV | 1 | 0% | 1 | EA |  | E | 0 | 75 | 280 | E | 280 | 21000 | 21000
| 4000A 11-SECTION MCC - 4.16KV | 1 | 0% | 1 | EA |  | E | 0 | 75 | 308 | E | 308 | 23100 | 23100
| 4000A 12-SECTION MCC - 4.16KV | 1 | 0% | 1 | EA |  | E | 0 | 75 | 336 | E | 336 | 25200 | 25200
| 4000A 13-SECTION MCC - 4.16KV | 1 | 0% | 1 | EA |  | E | 0 | 75 | 364 | E | 364 | 27300 | 27300
| 4000A 14-SECTION MCC - 4.16KV | 1 | 0% | 1 | EA |  | E | 0 | 75 | 392 | E | 392 | 29400 | 29400
| 4000A 15-SECTION MCC - 4.16KV | 1 | 0% | 1 | EA |  | E | 0 | 75 | 420 | E | 420 | 31500 | 31500
| 4000A 16-SECTION MCC - 4.16KV | 1 | 0% | 1 | EA |  | E | 0 | 75 | 448 | E | 448 | 33600 | 33600
| 4000A 17-SECTION MCC - 4.16KV | 1 | 0% | 1 | EA |  | E | 0 | 75 | 476 | E | 476 | 35700 | 35700
| 4000A 18-SECTION MCC - 4.16KV | 1 | 0% | 1 | EA |  | E | 0 | 75 | 504 | E | 504 | 37800 | 37800
| 4000A 19-SECTION MCC - 4.16KV | 1 | 0% | 1 | EA |  | E | 0 | 75 | 532 | E | 532 | 39900 | 39900
| 4000A 20-SECTION MCC - 4.16KV | 1 | 0% | 1 | EA |  | E | 0 | 75 | 560 | E | 560 | 42000 | 42000
|  | 1 | 0 | 1 | EA |  | E | 0 | 75 |  | E | 0 | 0 | 0

## Metering & Splitters
[12 empty] | LABOR RATE |  | 75
SR. NO. | DESCRIPTION | QUANTITY | WASTAGE | QTY WITH WASTAGE | UNIT | UNIT COST | UNIT | MATERIAL COST | LABOR RATE | LABOR | UNIT | TOTAL HOURS | LABOR COST | TOTAL COST
|  | 1 | 0 | 1 | EA |  | E | 0 | 75 |  | E | 0 | 0 | 0
METER STACK
1 | 125A 3PH IN - 1PH OUT 3 METER STACK | 1 | 0% | 1 | EA |  | E | 0 | 75 | 3.2 | E | 3.2 | 240 | 240
2 | 125A 3PH IN - 1PH OUT 4 METER STACK | 1 | 0% | 1 | EA |  | E | 0 | 75 | 3.5 | E | 3.5 | 262.5 | 262.5
3 | 125A 3PH IN - 1PH OUT 5 METER STACK | 1 | 0% | 1 | EA |  | E | 0 | 75 | 4 | E | 4 | 300 | 300
4 | 125A 3PH IN - 1PH OUT 6 METER STACK | 1 | 0% | 1 | EA |  | E | 0 | 75 | 4.5 | E | 4.5 | 337.5 | 337.5
5 | 125A 3PH IN - 1PH OUT 8 METER STACK | 1 | 0% | 1 | EA |  | E | 0 | 75 | 5.5 | E | 5.5 | 412.5 | 412.5
6 | 125A 3PH IN - 1PH OUT 10 METER STACK | 1 | 0% | 1 | EA |  | E | 0 | 75 | 6.5 | E | 6.5 | 487.5 | 487.5
7 | 200A 3PH IN - 1PH OUT 2 METER STACK | 1 | 0% | 1 | EA |  | E | 0 | 75 | 3 | E | 3 | 225 | 225
8 | 200A 3PH IN - 1PH OUT 3 METER STACK | 1 | 0% | 1 | EA |  | E | 0 | 75 | 3.5 | E | 3.5 | 262.5 | 262.5
9 | 200A 3PH IN - 1PH OUT 4 METER STACK | 1 | 0% | 1 | EA |  | E | 0 | 75 | 4 | E | 4 | 300 | 300
10 | 200A 3PH IN - 1PH OUT 6 METER STACK | 1 | 0% | 1 | EA |  | E | 0 | 75 | 5 | E | 5 | 375 | 375
11 | 200A 3PH IN - 1PH OUT 8 METER STACK | 1 | 0% | 1 | EA |  | E | 0 | 75 | 6 | E | 6 | 450 | 450
12 | 400A 3PH IN - 1PH OUT 2 METER STACK | 1 | 0% | 1 | EA |  | E | 0 | 75 | 3.5 | E | 3.5 | 262.5 | 262.5
13 | 400A 3PH IN - 3PH OUT 1 METER STACK | 1 | 0% | 1 | EA |  | E | 0 | 75 | 3.5 | E | 3.5 | 262.5 | 262.5
| 400A 3PH IN - 3PH OUT 2 METER STACK | 1 | 0% | 1 | EA |  | E | 0 | 75 | 4 | E | 4 | 300 | 300
|  | 1 | 0 | 1 | EA |  | E | 0 | 75 |  | E | 0 | 0 | 0
METERING SECTION
1 | 200A METERING SECTION | 1 | 0% | 1 | EA |  | E | 0 | 75 | 5 | E | 5 | 375 | 375
2 | 400A METERING SECTION | 1 | 0% | 1 | EA |  | E | 0 | 75 | 6 | E | 6 | 450 | 450
3 | 600A METERING SECTION | 1 | 0% | 1 | EA |  | E | 0 | 75 | 7 | E | 7 | 525 | 525
4 | 800A METERING SECTION | 1 | 0% | 1 | EA |  | E | 0 | 75 | 8 | E | 8 | 600 | 600
5 | 1000A METERING SECTION | 1 | 0% | 1 | EA |  | E | 0 | 75 | 9 | E | 9 | 675 | 675
6 | 1200A METERING SECTION | 1 | 0% | 1 | EA |  | E | 0 | 75 | 10 | E | 10 | 750 | 750
7 | 1600A METERING SECTION | 1 | 0% | 1 | EA |  | E | 0 | 75 | 12 | E | 12 | 900 | 900
8 | 2000A METERING SECTION | 1 | 0% | 1 | EA |  | E | 0 | 75 | 14 | E | 14 | 1050 | 1050
9 | 3000A METERING SECTION | 1 | 0% | 1 | EA |  | E | 0 | 75 | 18 | E | 18 | 1350 | 1350
10 | 4000A METERING SECTION | 1 | 0% | 1 | EA |  | E | 0 | 75 | 22 | E | 22 | 1650 | 1650
11 | 6000A METERING SECTION | 1 | 0% | 1 | EA |  | E | 0 | 75 | 30 | E | 30 | 2250 | 2250
|  | 1 | 0 | 1 | EA |  | E | 0 | 75 |  | E | 0 | 0 | 0
METERING SECTION - 4.16KV
1 | 200A METERING SECTION - 4.16KV | 1 | 0% | 1 | EA |  | E | 0 | 75 | 6.5 | E | 6.5 | 487.5 | 487.5
2 | 400A METERING SECTION - 4.16KV | 1 | 0% | 1 | EA |  | E | 0 | 75 | 8 | E | 8 | 600 | 600
3 | 600A METERING SECTION - 4.16KV | 1 | 0% | 1 | EA |  | E | 0 | 75 | 9 | E | 9 | 675 | 675
4 | 800A METERING SECTION - 4.16KV | 1 | 0% | 1 | EA |  | E | 0 | 75 | 11 | E | 11 | 825 | 825
5 | 1000A METERING SECTION - 4.16KV | 1 | 0% | 1 | EA |  | E | 0 | 75 | 12 | E | 12 | 900 | 900
6 | 1200A METERING SECTION - 4.16KV | 1 | 0% | 1 | EA |  | E | 0 | 75 | 13 | E | 13 | 975 | 975
7 | 1600A METERING SECTION - 4.16KV | 1 | 0% | 1 | EA |  | E | 0 | 75 | 15 | E | 15 | 1125 | 1125
8 | 2000A METERING SECTION - 4.16KV | 1 | 0% | 1 | EA |  | E | 0 | 75 | 18 | E | 18 | 1350 | 1350
9 | 3000A METERING SECTION - 4.16KV | 1 | 0% | 1 | EA |  | E | 0 | 75 | 22 | E | 22 | 1650 | 1650
10 | 4000A METERING SECTION - 4.16KV | 1 | 0% | 1 | EA |  | E | 0 | 75 | 27 | E | 27 | 2025 | 2025
11 | 6000A METERING SECTION - 4.16KV | 1 | 0% | 1 | EA |  | E | 0 | 75 | 33 | E | 33 | 2475 | 2475
|  | 1 | 0 | 1 | EA |  | E | 0 | 75 |  | E | 0 | 0 | 0
METERING SECTION - 13.8KV
1 | 200A METERING SECTION - 13.8KV | 1 | 0% | 1 | EA |  | E | 0 | 75 | 8 | E | 8 | 600 | 600
2 | 400A METERING SECTION - 13.8KV | 1 | 0% | 1 | EA |  | E | 0 | 75 | 10 | E | 10 | 750 | 750
3 | 600A METERING SECTION - 13.8KV | 1 | 0% | 1 | EA |  | E | 0 | 75 | 12 | E | 12 | 900 | 900
4 | 800A METERING SECTION - 13.8KV | 1 | 0% | 1 | EA |  | E | 0 | 75 | 14 | E | 14 | 1050 | 1050
5 | 1000A METERING SECTION - 13.8KV | 1 | 0% | 1 | EA |  | E | 0 | 75 | 15 | E | 15 | 1125 | 1125
6 | 1200A METERING SECTION - 13.8KV | 1 | 0% | 1 | EA |  | E | 0 | 75 | 16 | E | 16 | 1200 | 1200
7 | 1600A METERING SECTION - 13.8KV | 1 | 0% | 1 | EA |  | E | 0 | 75 | 18 | E | 18 | 1350 | 1350
8 | 2000A METERING SECTION - 13.8KV | 1 | 0% | 1 | EA |  | E | 0 | 75 | 22 | E | 22 | 1650 | 1650
9 | 3000A METERING SECTION - 13.8KV | 1 | 0% | 1 | EA |  | E | 0 | 75 | 26 | E | 26 | 1950 | 1950
10 | 4000A METERING SECTION - 13.8KV | 1 | 0% | 1 | EA |  | E | 0 | 75 | 32 | E | 32 | 2400 | 2400
11 | 6000A METERING SECTION - 13.8KV | 1 | 0% | 1 | EA |  | E | 0 | 75 | 36 | E | 36 | 2700 | 2700
|  | 1 | 0 | 1 | EA |  | E | 0 | 75 |  | E | 0 | 0 | 0

## Voltage Regulator & UPS
[12 empty] | LABOR RATE |  | 75
SR. NO. | DESCRIPTION | QUANTITY | WASTAGE | QTY WITH WASTAGE | UNIT | UNIT COST | UNIT | MATERIAL COST | LABOR RATE | LABOR | UNIT | TOTAL HOURS | LABOR COST | TOTAL COST
3PH VOLTAGE REGULATOR
1 | 1.5KVA 3PH VOLTAGE REGULATOR | 1 | 0% | 1 | EA |  | E | 0 | 75 | 3.4 | E | 3.4 | 255 | 255
2 | 3KVA 3PH VOLTAGE REGULATOR | 1 | 0% | 1 | EA |  | E | 0 | 75 | 4 | E | 4 | 300 | 300
3 | 6KVA 3PH VOLTAGE REGULATOR | 1 | 0% | 1 | EA |  | E | 0 | 75 | 5 | E | 5 | 375 | 375
4 | 9KVA 3PH VOLTAGE REGULATOR | 1 | 0% | 1 | EA |  | E | 0 | 75 | 6.5 | E | 6.5 | 487.5 | 487.5
5 | 15KVA 3PH VOLTAGE REGULATOR | 1 | 0% | 1 | EA |  | E | 0 | 75 | 8 | E | 8 | 600 | 600
6 | 22KVA 3PH VOLTAGE REGULATOR | 1 | 0% | 1 | EA |  | E | 0 | 75 | 8.5 | E | 8.5 | 637.5 | 637.5
7 | 30KVA 3PH VOLTAGE REGULATOR | 1 | 0% | 1 | EA |  | E | 0 | 75 | 9.5 | E | 9.5 | 712.5 | 712.5
8 | 45KVA 3PH VOLTAGE REGULATOR | 1 | 0% | 1 | EA |  | E | 0 | 75 | 11.5 | E | 11.5 | 862.5 | 862.5
9 | 75KVA 3PH VOLTAGE REGULATOR | 1 | 0% | 1 | EA |  | E | 0 | 75 | 13.5 | E | 13.5 | 1012.5 | 1012.5
10 | 100KVA 3PH VOLTAGE REGULATOR | 1 | 0% | 1 | EA |  | E | 0 | 75 | 14.5 | E | 14.5 | 1087.5 | 1087.5
11 | 112KVA 3PH VOLTAGE REGULATOR | 1 | 0% | 1 | EA |  | E | 0 | 75 | 15 | E | 15 | 1125 | 1125
12 | 150KVA 3PH VOLTAGE REGULATOR | 1 | 0% | 1 | EA |  | E | 0 | 75 | 18 | E | 18 | 1350 | 1350
13 | 225KVA 3PH VOLTAGE REGULATOR | 1 | 0% | 1 | EA |  | E | 0 | 75 | 23 | E | 23 | 1725 | 1725
14 | 300KVA 3PH VOLTAGE REGULATOR | 1 | 0% | 1 | EA |  | E | 0 | 75 | 28 | E | 28 | 2100 | 2100
15 | 500KVA 3PH VOLTAGE REGULATOR | 1 | 0% | 1 | EA |  | E | 0 | 75 | 35 | E | 35 | 2625 | 2625
|  | 1 | 0 | 1 | EA |  | E | 0 | 75 |  | E | 0 | 0 | 0
3PH COMPUTER PWR SUPPLY
1 | 10KVA 3PH COMPUTER PWR SUPPLY | 1 | 0% | 1 | EA |  | E | 0 | 75 | 7.2 | E | 7.2 | 540 | 540
2 | 15KVA 3PH COMPUTER PWR SUPPLY | 1 | 0% | 1 | EA |  | E | 0 | 75 | 8.8 | E | 8.8 | 660 | 660
3 | 25KVA 3PH COMPUTER PWR SUPPLY | 1 | 0% | 1 | EA |  | E | 0 | 75 | 9.5 | E | 9.5 | 712.5 | 712.5
4 | 50KVA 3PH COMPUTER PWR SUPPLY | 1 | 0% | 1 | EA |  | E | 0 | 75 | 12.8 | E | 12.8 | 960 | 960
5 | 75KVA 3PH COMPUTER PWR SUPPLY | 1 | 0% | 1 | EA |  | E | 0 | 75 | 14.8 | E | 14.8 | 1110 | 1110
6 | 100KVA 3PH COMPUTER PWR SUPPLY | 1 | 0% | 1 | EA |  | E | 0 | 75 | 16 | E | 16 | 1200 | 1200
7 | 150KVA 3PH COMPUTER PWR SUPPLY | 1 | 0% | 1 | EA |  | E | 0 | 75 | 19.8 | E | 19.8 | 1485 | 1485
8 | 225KVA 3PH COMPUTER PWR SUPPLY | 1 | 0% | 1 | EA |  | E | 0 | 75 | 25.2 | E | 25.2 | 1890 | 1890
|  | 1 | 0 | 1 | EA |  | E | 0 | 75 |  | E | 0 | 0 | 0
1PH VOLTAGE REGULATOR
1 | 1KVA 1PH VOLTAGE REGULATOR | 1 | 0% | 1 | EA |  | E | 0 | 75 | 2.9 | E | 2.9 | 217.5 | 217.5
2 | 2KVA 1PH VOLTAGE REGULATOR | 1 | 0% | 1 | EA |  | E | 0 | 75 | 3.6 | E | 3.6 | 270 | 270
3 | 3KVA 1PH VOLTAGE REGULATOR | 1 | 0% | 1 | EA |  | E | 0 | 75 | 3.8 | E | 3.8 | 285 | 285
4 | 5KVA 1PH VOLTAGE REGULATOR | 1 | 0% | 1 | EA |  | E | 0 | 75 | 4.8 | E | 4.8 | 360 | 360
5 | 7.5KVA 1PH VOLTAGE REGULATOR | 1 | 0% | 1 | EA |  | E | 0 | 75 | 5.5 | E | 5.5 | 412.5 | 412.5
6 | 10KVA 1PH VOLTAGE REGULATOR | 1 | 0% | 1 | EA |  | E | 0 | 75 | 6.2 | E | 6.2 | 465 | 465
7 | 15KVA 1PH VOLTAGE REGULATOR | 1 | 0% | 1 | EA |  | E | 0 | 75 | 7.6 | E | 7.6 | 570 | 570
8 | 25KVA 1PH VOLTAGE REGULATOR | 1 | 0% | 1 | EA |  | E | 0 | 75 | 8 | E | 8 | 600 | 600
9 | 37KVA 1PH VOLTAGE REGULATOR | 1 | 0% | 1 | EA |  | E | 0 | 75 | 9.5 | E | 9.5 | 712.5 | 712.5
10 | 50KVA 1PH VOLTAGE REGULATOR | 1 | 0% | 1 | EA |  | E | 0 | 75 | 11 | E | 11 | 825 | 825
11 | 75KVA 1PH VOLTAGE REGULATOR | 1 | 0% | 1 | EA |  | E | 0 | 75 | 12.8 | E | 12.8 | 960 | 960
12 | 100KVA 1PH VOLTAGE REGULATOR | 1 | 0% | 1 | EA |  | E | 0 | 75 | 13.8 | E | 13.8 | 1035 | 1035
13 | 150KVA 1PH VOLTAGE REGULATOR | 1 | 0% | 1 | EA |  | E | 0 | 75 | 17.2 | E | 17.2 | 1290 | 1290
|  | 1 | 0 | 1 | EA |  | E | 0 | 75 |  | E | 0 | 0 | 0
1PH COMPUTER PWR SUPPLY
1 | 0.6KVA 1PH IN/1PH OUT COMPUTER PWR SUPPLY | 1 | 0% | 1 | EA |  | E | 0 | 75 | 2.5 | E | 2.5 | 187.5 | 187.5
2 | 1.2KVA 1PH IN/1PH OUT COMPUTER PWR SUPPLY | 1 | 0% | 1 | EA |  | E | 0 | 75 | 3.6 | E | 3.6 | 270 | 270
3 | 2KVA 1PH IN/1PH OUT COMPUTER PWR SUPPLY | 1 | 0% | 1 | EA |  | E | 0 | 75 | 4 | E | 4 | 300 | 300
4 | 3KVA 3PH IN/1PH OUT COMPUTER PWR SUPPLY | 1 | 0% | 1 | EA |  | E | 0 | 75 | 4.2 | E | 4.2 | 315 | 315
5 | 5KVA 3PH IN/1PH OUT COMPUTER PWR SUPPLY | 1 | 0% | 1 | EA |  | E | 0 | 75 | 5.3 | E | 5.3 | 397.5 | 397.5
6 | 7.5KVA 3PH IN/1PH OUT COMPUTER PWR SUPPLY | 1 | 0% | 1 | EA |  | E | 0 | 75 | 6.1 | E | 6.1 | 457.5 | 457.5
7 | 10KVA 3PH IN/1PH OUT COMPUTER PWR SUPPLY | 1 | 0% | 1 | EA |  | E | 0 | 75 | 6.9 | E | 6.9 | 517.5 | 517.5
8 | 15KVA 3PH IN/1PH OUT COMPUTER PWR SUPPLY | 1 | 0% | 1 | EA |  | E | 0 | 75 | 8.4 | E | 8.4 | 630 | 630
9 | 25KVA 3PH IN/1PH OUT COMPUTER PWR SUPPLY | 1 | 0% | 1 | EA |  | E | 0 | 75 | 9 | E | 9 | 675 | 675
10 | 50KVA 3PH IN/1PH OUT COMPUTER PWR SUPPLY | 1 | 0% | 1 | EA |  | E | 0 | 75 | 12.2 | E | 12.2 | 915 | 915
11 | 75KVA 3PH IN/1PH OUT COMPUTER PWR SUPPLY | 1 | 0% | 1 | EA |  | E | 0 | 75 | 14.2 | E | 14.2 | 1065 | 1065
12 | 100KVA 3PH IN/1PH OUT COMPUTER PWR SUPPLY | 1 | 0% | 1 | EA |  | E | 0 | 75 | 15.2 | E | 15.2 | 1140 | 1140
13 | 150KVA 3PH IN/1PH OUT COMPUTER PWR SUPPLY | 1 | 0% | 1 | EA |  | E | 0 | 75 | 19 | E | 19 | 1425 | 1425
14 | 225KVA 3PH IN/1PH OUT COMPUTER PWR SUPPLY | 1 | 0% | 1 | EA |  | E | 0 | 75 | 24 | E | 24 | 1800 | 1800
|  | 1 | 0 | 1 | EA |  | E | 0 | 75 |  | E | 0 | 0 | 0
1PH UPS
1 | O.6KVA 1PH UPS | 1 | 0% |  | EA |  | E | 0 | 75 | 1 | E | 0 | 0 | 0
2 | 1.2KVA 1PH UPS | 1 | 0% | 1 | EA |  | E | 0 | 75 | 1.5 | E | 1.5 | 112.5 | 112.5
3 | 2KVA 1PH UPS | 1 | 0% | 1 | EA |  | E | 0 | 75 | 2 | E | 2 | 150 | 150
3PH UPS
1 | 3KVA 3PH UPS | 1 | 0% | 1 | EA |  | E | 0 | 75 | 3 | E | 3 | 225 | 225
2 | 5KVA 3PH UPS | 1 | 0% | 1 | EA |  | E | 0 | 75 | 5 | E | 5 | 375 | 375
3 | 7.5KVA 3PH UPS | 1 | 0% | 1 | EA |  | E | 0 | 75 | 8 | E | 8 | 600 | 600
4 | 10KVA 3PH UPS | 1 | 0% | 1 | EA |  | E | 0 | 75 | 10 | E | 10 | 750 | 750
5 | 15KVA 3PH UPS | 1 | 0% | 1 | EA |  | E | 0 | 75 | 12 | E | 12 | 900 | 900
6 | 25KVA 3PH UPS | 1 | 0% | 1 | EA |  | E | 0 | 75 | 16 | E | 16 | 1200 | 1200
7 | 50KVA 3PH UPS | 1 | 0% | 1 | EA |  | E | 0 | 75 | 20 | E | 20 | 1500 | 1500
8 | 75KVA 3PH UPS | 1 | 0% | 1 | EA |  | E | 0 | 75 | 30 | E | 30 | 2250 | 2250
9 | 100KVA 3PH UPS | 1 | 0% | 1 | EA |  | E | 0 | 75 | 42 | E | 42 | 3150 | 3150
10 | 150KVA 3PH UPS | 1 | 0% | 1 | EA |  | E | 0 | 75 | 56 | E | 56 | 4200 | 4200
11 | 225KVA 3PH UPS | 1 | 0% | 1 | EA |  | E | 0 | 75 | 68 | E | 68 | 5100 | 5100
12 | 24VDC BATTERY BANK | 1 | 0% | 1 | EA |  | E | 0 | 75 | 0 | E | 0 | 0 | 0
13 | 120VDC BATTERY BANK | 1 | 0% | 1 | EA |  | E | 0 | 75 | 0 | E | 0 | 0 | 0
14 | BATTERY RACK | 1 | 0% | 1 | EA |  | E | 0 | 75 | 0 | E | 0 | 0 | 0
15 | BATTERY CHARGER | 1 | 0% | 1 | EA |  | E | 0 | 75 | 0 | E | 0 | 0 | 0
16 | UPS TRANSFER SWITCH | 1 | 0% | 1 | EA |  | E | 0 | 75 | 0 | E | 0 | 0 | 0
|  | 1 | 0 | 1 | EA |  | E | 0 | 75 |  | E | 0 | 0 | 0
PC UPS
1 | 200va/130W PC UPS | 1 | 0% | 1 | EA |  | E | 0 | 75 | 1 | E | 1 | 75 | 75
2 | 280va/180W PC UPS | 1 | 0% | 1 | EA |  | E | 0 | 75 | 1 | E | 1 | 75 | 75
3 | 400va/250W PC UPS | 1 | 0% | 1 | EA |  | E | 0 | 75 | 1.2 | E | 1.2 | 90 | 90
4 | 600va/400W PC UPS | 1 | 0% | 1 | EA |  | E | 0 | 75 | 1.4 | E | 1.4 | 105 | 105
5 | 280va/180W WS UPS | 1 | 0% | 1 | EA |  | E | 0 | 75 | 1 | E | 1 | 75 | 75
6 | 420va/260W WS UPS | 1 | 0% | 1 | EA |  | E | 0 | 75 | 1.2 | E | 1.2 | 90 | 90
7 | 650va/410W WS UPS | 1 | 0% | 1 | EA |  | E | 0 | 75 | 1.4 | E | 1.4 | 105 | 105
8 | 1000va/650W WS UPS | 1 | 0% | 1 | EA |  | E | 0 | 75 | 2 | E | 2 | 150 | 150
9 | 1400va/950W WS UPS | 1 | 0% | 1 | EA |  | E | 0 | 75 | 3 | E | 3 | 225 | 225
|  | 1 | 0 | 1 | EA |  | E | 0 | 75 |  | E | 0 | 0 | 0
NETWORK UPS
1 | 400va/ 250W NETWORK UPS | 1 | 0% | 1 | EA |  | E | 0 | 75 | 1.2 | E | 1.2 | 90 | 90
2 | 700va/ 450W NETWORK UPS | 1 | 0% | 1 | EA |  | E | 0 | 75 | 1.4 | E | 1.4 | 105 | 105
3 | 1000va/ 670W NETWORK UPS | 1 | 0% | 1 | EA |  | E | 0 | 75 | 2 | E | 2 | 150 | 150
4 | 1400va/ 950W NETWORK UPS | 1 | 0% | 1 | EA |  | E | 0 | 75 | 3 | E | 3 | 225 | 225
5 | 2200va/1600W NETWORK UPS | 1 | 0% | 1 | EA |  | E | 0 | 75 | 3.5 | E | 3.5 | 262.5 | 262.5
6 | 3000va/2250W NETWORK UPS | 1 | 0% | 1 | EA |  | E | 0 | 75 | 4 | E | 4 | 300 | 300
|  | 1 | 0 | 1 | EA |  | E | 0 | 75 |  | E | 0 | 0 | 0
OUTLET SURGE SUPPRESSOR
1 | 4-OUTLET SURGE SUPPRESSOR | 1 | 0% | 1 | EA |  | E | 0 | 75 | 0.2 | E | 0.2 | 15 | 15
2 | 6-OUTLET SURGE SUPPRESSOR | 1 | 0% | 1 | EA |  | E | 0 | 75 | 0.2 | E | 0.2 | 15 | 15
3 | 8-OUTLET SURGE SUPPRESSOR | 1 | 0% | 1 | EA |  | E | 0 | 75 | 0.2 | E | 0.2 | 15 | 15
|  | 1 | 0 | 1 | EA |  | E | 0 | 75 |  | E | 0 | 0 | 0
FRONT OUTLET VERTICAL
1 | 6 FRONT OUTLET VERTICAL | 1 | 0% | 1 | EA |  | E | 0 | 75 | 0.3 | E | 0.3 | 22.5 | 22.5
2 | 10 FRONT OUTLET VERTICAL | 1 | 0% | 1 | EA |  | E | 0 | 75 | 0.3 | E | 0.3 | 22.5 | 22.5
3 | 12 FRONT OULTET VERTICAL | 1 | 0% | 1 | EA |  | E | 0 | 75 | 0.3 | E | 0.3 | 22.5 | 22.5
4 | 6 FRONT OUTLET HORIZONTAL | 1 | 0% | 1 | EA |  | E | 0 | 75 | 0.3 | E | 0.3 | 22.5 | 22.5
5 | 6 REAR OUTLET HORIZONTAL | 1 | 0% | 1 | EA |  | E | 0 | 75 | 0.3 | E | 0.3 | 22.5 | 22.5

## Grounding
[12 empty] | LABOR RATE |  | 75
SR. NO. | DESCRIPTION | QUANTITY | WASTAGE | QTY WITH WASTAGE | UNIT | UNIT COST | UNIT | MATERIAL COST | LABOR RATE | LABOR | UNIT | TOTAL HOURS | LABOR COST | TOTAL COST | NECA Normal | NECA Difficult | NECA Very Difficult
GROUNDING
1 | 3/4"x10' Ground Rod | 1 | 0% | 1 | EA | 46.74 | E | 46.74 | 75 | 1 | E | 1 | 75 | 121.74 | 1.5 | 2 | 2.5
2 | 3/4"x8' Ground Rod | 1 | 0% | 1 | EA | 37.12 | E | 37.12 | 75 | 1 | E | 1 | 75 | 112.12 | 1.5 | 2 | 2.5
3 | 5/8"x10' Ground Rod | 1 | 0% | 1 | EA | 33.29 | E | 33.29 | 75 | 1 | E | 1 | 75 | 108.29 | 1.5 | 2 | 2.5
4 | 5/8"x8' Ground Rod | 1 | 0% | 1 | EA | 27.98 | E | 27.98 | 75 | 1 | E | 1 | 75 | 102.98 | 1.5 | 2 | 2.5
2 | 1"x10' Ground Rod | 1 | 0% | 1 | EA | 312.85 | E | 312.85 | 75 | 1 | E | 1 | 75 | 387.85 | 1.5 | 2 | 2.5
5 | Ground Bus | 1 | 0% | 1 | EA | 85.99 | E | 85.99 | 75 | 0.5 | E | 0.5 | 37.5 | 123.49 | 0.8 | 1 | 1.2
6 | Neutral Bus | 1 | 0% | 1 | EA | 85.99 | E | 85.99 | 75 | 0.5 | E | 0.5 | 37.5 | 123.49 | 0.8 | 1 | 1.2
7 | Ground Bus Bar | 1 | 0% | 1 | EA | 149.36 | E | 149.36 | 75 | 1 | E | 1 | 75 | 224.36 | 1.5 | 2 | 2.5
8 | Test Well | 1 | 0% | 1 | EA | 298.99 | E | 298.99 | 75 | 1.5 | E | 1.5 | 112.5 | 411.49 | 2 | 2.5 | 3
9 | Weld Connection | 1 | 0% | 1 | EA | 98.25 | E | 98.25 | 75 | 0.5 | E | 0.5 | 37.5 | 135.75 | 0.65 | 0.8 | 1

## Breakers
[12 empty] | LABOR RATE |  | 75
SR. NO. | DESCRIPTION | QUANTITY | WASTAGE | QTY WITH WASTAGE | UNIT | UNIT COST | UNIT | MATERIAL COST | LABOR RATE | LABOR | UNIT | TOTAL HOURS | LABOR COST | TOTAL COST | ASL Col 2 | ASL Col 3 | NECA Normal | NECA Difficult | NECA Very Difficult | REFERENCE CODE
BREAKERS ONE POLE BOLT ON
1 | 15A 1P BREAKER BOLT-ON | 1 | 0% | 1 | EA | 43.5 | E | 43.5 | 75 | 0.15 | E | 0.15 | 11.25 | 54.75 | 0.19 | 0.23 | 0.32 | 0.4 | 0.48 | 147990
2 | 20A 1P BREAKER BOLT-ON | 1 | 0% | 1 | EA | 43.5 | E | 43.5 | 75 | 0.15 | E | 0.15 | 11.25 | 54.75 | 0.19 | 0.23 | 0.34 | 0.43 | 0.51 | 147993
3 | 25A 1P BREAKER BOLT-ON | 1 | 0% | 1 | EA | 43.5 | E | 43.5 | 75 | 0.15 | E | 0.15 | 11.25 | 54.75 | 0.19 | 0.23 | 0.38 | 0.48 | 0.57 | 147996
4 | 30A 1P BREAKER BOLT-ON | 1 | 0% | 1 | EA | 43.5 | E | 43.5 | 75 | 0.15 | E | 0.15 | 11.25 | 54.75 | 0.19 | 0.23 | 0.38 | 0.48 | 0.57 | 147999
5 | 35A 1P BREAKER BOLT-ON | 1 | 0% | 1 | EA | 43.5 | E | 43.5 | 75 | 0.15 | E | 0.15 | 11.25 | 54.75 | 0.19 | 0.23 | 0.42 | 0.53 | 0.63 | 148002
6 | 40A 1P BREAKER BOLT-ON | 1 | 0% | 1 | EA | 43.5 | E | 43.5 | 75 | 0.15 | E | 0.15 | 11.25 | 54.75 | 0.19 | 0.23 | 0.42 | 0.53 | 0.63 | 148005
7 | 45A 1P BREAKER BOLT-ON | 1 | 0% | 1 | EA | 43.5 | E | 43.5 | 75 | 0.15 | E | 0.15 | 11.25 | 54.75 | 0.19 | 0.23 | 0.42 | 0.53 | 0.63 | 148008
8 | 50A 1P BREAKER BOLT-ON | 1 | 0% | 1 | EA | 43.5 | E | 43.5 | 75 | 0.15 | E | 0.15 | 11.25 | 54.75 | 0.19 | 0.23 | 0.42 | 0.53 | 0.63 | 148011
9 | 55A 1P BREAKER BOLT-ON | 1 | 0% | 1 | EA | 43.5 | E | 43.5 | 75 | 0.15 | E | 0.15 | 11.25 | 54.75 | 0.19 | 0.23 | 0.47 | 0.59 | 0.71 | 148014
10 | 60A 1P BREAKER BOLT-ON | 1 | 0% | 1 | EA | 43.5 | E | 43.5 | 75 | 0.15 | E | 0.15 | 11.25 | 54.75 | 0.19 | 0.23 | 0.47 | 0.59 | 0.71 | 148017
11 | 70A 1P BREAKER BOLT-ON | 1 | 0% | 1 | EA | 43.5 | E | 43.5 | 75 | 0.15 | E | 0.15 | 11.25 | 54.75 | 0.19 | 0.23 | 0.53 | 0.66 | 0.8 | 148020
12 | 15A 1P BREAKER BOLT-ON GFCI CLASS A 5mA | 1 | 0% | 1 | EA | 342.75 | E | 342.75 | 75 | 0.25 | E | 0.25 | 18.75 | 361.5 | 0.31 | 0.38 | 0.47 | 0.65 | 0.83 | 148023
13 | 20A 1P BREAKER BOLT-ON GFCI CLASS A 5mA | 1 | 0% | 1 | EA | 357 | E | 357 | 75 | 0.25 | E | 0.25 | 18.75 | 375.75 | 0.31 | 0.38 | 0.49 | 0.68 | 0.86 | 148026
14 | 25A 1P BREAKER BOLT-ON GFCI CLASS A 5mA | 1 | 0% | 1 | EA | 372 | E | 372 | 75 | 0.25 | E | 0.25 | 18.75 | 390.75 | 0.31 | 0.38 | 0.53 | 0.73 | 0.92 | 148029
15 | 30A 1P BREAKER BOLT-ON GFCI CLASS A 5mA | 1 | 0% | 1 | EA | 372 | E | 372 | 75 | 0.25 | E | 0.25 | 18.75 | 390.75 | 0.31 | 0.38 | 0.53 | 0.73 | 0.92 | 148032
16 | 15A 1P BREAKER BOLT-ON AFCI BRANCH/FEEDER | 1 | 0% | 1 | EA | 360 | E | 360 | 75 | 0.25 | E | 0.25 | 18.75 | 378.75 | 0.31 | 0.38 | 0.47 | 0.65 | 0.83 | 231666
17 | 20A 1P BREAKER BOLT-ON AFCI BRANCH/FEEDER | 1 | 0% | 1 | EA | 360 | E | 360 | 75 | 0.25 | E | 0.25 | 18.75 | 378.75 | 0.31 | 0.38 | 0.49 | 0.68 | 0.86 | 231669
BREAKERS TWO POLE BOLT ON
1 | 15A 2P BREAKER BOLT-ON | 1 | 0% | 1 | EA | 98.25 | E | 98.25 | 75 | 0.25 | E | 0.25 | 18.75 | 117 | 0.31 | 0.38 | 0.48 | 0.6 | 0.72 | 148065
2 | 20A 2P BREAKER BOLT-ON | 1 | 0% | 1 | EA | 98.25 | E | 98.25 | 75 | 0.25 | E | 0.25 | 18.75 | 117 | 0.31 | 0.38 | 0.52 | 0.65 | 0.78 | 148068
3 | 25A 2P BREAKER BOLT-ON | 1 | 0% | 1 | EA | 98.25 | E | 98.25 | 75 | 0.25 | E | 0.25 | 18.75 | 117 | 0.31 | 0.38 | 0.58 | 0.73 | 0.87 | 148071
4 | 30A 2P BREAKER BOLT-ON | 1 | 0% | 1 | EA | 98.25 | E | 98.25 | 75 | 0.25 | E | 0.25 | 18.75 | 117 | 0.31 | 0.38 | 0.58 | 0.73 | 0.87 | 148074
5 | 35A 2P BREAKER BOLT-ON | 1 | 0% | 1 | EA | 98.25 | E | 98.25 | 75 | 0.25 | E | 0.25 | 18.75 | 117 | 0.31 | 0.38 | 0.64 | 0.8 | 0.96 | 148077
6 | 40A 2P BREAKER BOLT-ON | 1 | 0% | 1 | EA | 98.25 | E | 98.25 | 75 | 0.25 | E | 0.25 | 18.75 | 117 | 0.31 | 0.38 | 0.64 | 0.8 | 0.96 | 148080
7 | 45A 2P BREAKER BOLT-ON | 1 | 0% | 1 | EA | 98.25 | E | 98.25 | 75 | 0.25 | E | 0.25 | 18.75 | 117 | 0.31 | 0.38 | 0.64 | 0.8 | 0.96 | 148083
8 | 50A 2P BREAKER BOLT-ON | 1 | 0% | 1 | EA | 98.25 | E | 98.25 | 75 | 0.25 | E | 0.25 | 18.75 | 117 | 0.31 | 0.38 | 0.64 | 0.8 | 0.96 | 148086
9 | 60A 2P BREAKER BOLT-ON | 1 | 0% | 1 | EA | 98.25 | E | 98.25 | 75 | 0.25 | E | 0.25 | 18.75 | 117 | 0.31 | 0.38 | 0.72 | 0.9 | 1.08 | 148089
10 | 70A 2P BREAKER BOLT-ON | 1 | 0% | 1 | EA | 189 | E | 189 | 75 | 0.25 | E | 0.25 | 18.75 | 207.75 | 0.31 | 0.38 | 0.81 | 1.01 | 1.22 | 148092
11 | 80A 2P BREAKER BOLT-ON | 1 | 0% | 1 | EA | 257.25 | E | 257.25 | 75 | 0.25 | E | 0.25 | 18.75 | 276 | 0.31 | 0.38 | 0.88 | 1.1 | 1.32 | 148095
12 | 90A 2P BREAKER BOLT-ON | 1 | 0% | 1 | EA | 257.25 | E | 257.25 | 75 | 0.25 | E | 0.25 | 18.75 | 276 | 0.31 | 0.38 | 0.88 | 1.1 | 1.32 | 148098
13 | 100A 2P BREAKER BOLT-ON | 1 | 0% | 1 | EA | 257.25 | E | 257.25 | 75 | 0.4 | E | 0.4 | 30 | 287.25 | 0.5 | 0.6 | 0.94 | 1.18 | 1.41 | 148101
14 | 110A 2P BREAKER BOLT-ON | 1 | 0% | 1 | EA | 512.25 | E | 512.25 | 75 | 0.4 | E | 0.4 | 30 | 542.25 | 0.5 | 0.6 | 1.05 | 1.31 | 1.58 | 148104
15 | 125A 2P BREAKER BOLT-ON | 1 | 0% | 1 | EA | 540.75 | E | 540.75 | 75 | 0.4 | E | 0.4 | 30 | 570.75 | 0.5 | 0.6 | 1.05 | 1.31 | 1.58 | 148107
16 | 15A 2P BREAKER BOLT-ON GFCI CLASS A 5mA | 1 | 0% | 1 | EA | 425.25 | E | 425.25 | 75 | 0.35 | E | 0.35 | 26.25 | 451.5 | 0.44 | 0.53 | 0.63 | 0.85 | 1.07 | 148110
17 | 20A 2P BREAKER BOLT-ON GFCI CLASS A 5mA | 1 | 0% | 1 | EA | 442.5 | E | 442.5 | 75 | 0.35 | E | 0.35 | 26.25 | 468.75 | 0.44 | 0.53 | 0.67 | 0.9 | 1.13 | 148113
18 | 30A 2P BREAKER BOLT-ON GFCI CLASS A 5mA | 1 | 0% | 1 | EA | 442.5 | E | 442.5 | 75 | 0.35 | E | 0.35 | 26.25 | 468.75 | 0.44 | 0.53 | 0.73 | 0.98 | 1.22 | 148116
19 | 40A 2P BREAKER BOLT-ON GFCI CLASS A 5mA | 1 | 0% | 1 | EA | 442.5 | E | 442.5 | 75 | 0.35 | E | 0.35 | 26.25 | 468.75 | 0.44 | 0.53 | 0.79 | 1.05 | 1.31 | 148119
20 | 50A 2P BREAKER BOLT-ON GFCI CLASS A 5mA | 1 | 0% | 1 | EA | 408.75 | E | 408.75 | 75 | 0.35 | E | 0.35 | 26.25 | 435 | 0.44 | 0.53 | 0.79 | 1.05 | 1.31 | 148122
21 | 60A 2P BREAKER BOLT-ON GFCI CLASS A 5mA | 1 | 0% | 1 | EA | 486.75 | E | 486.75 | 75 | 0.35 | E | 0.35 | 26.25 | 513 | 0.44 | 0.53 | 0.87 | 1.15 | 1.43 | 148125
22 | 15A 2P BREAKER BOLT-ON AFCI BRANCH/FEEDER | 1 | 0% | 1 | EA | 453 | E | 453 | 75 | 0.35 | E | 0.35 | 26.25 | 479.25 | 0.44 | 0.53 | 0.63 | 0.85 | 1.07 | 231678
BREAKERS THREE POLE BOLT ON
1 | 15A 3P BREAKER BOLT-ON | 1 | 0% | 1 | EA | 321 | E | 321 | 75 | 0.4 | E | 0.4 | 30 | 351 | 0.5 | 0.6 | 0.66 | 0.83 | 0.99 | 148173
2 | 20A 3P BREAKER BOLT-ON | 1 | 0% | 1 | EA | 321 | E | 321 | 75 | 0.4 | E | 0.4 | 30 | 351 | 0.5 | 0.6 | 0.71 | 0.89 | 1.07 | 148176
3 | 30A 3P BREAKER BOLT-ON | 1 | 0% | 1 | EA | 321 | E | 321 | 75 | 0.4 | E | 0.4 | 30 | 351 | 0.5 | 0.6 | 0.78 | 0.98 | 1.17 | 148179
4 | 40A 3P BREAKER BOLT-ON | 1 | 0% | 1 | EA | 321 | E | 321 | 75 | 0.4 | E | 0.4 | 30 | 351 | 0.5 | 0.6 | 0.82 | 1 | 1.22 | 148182
5 | 50A 3P BREAKER BOLT-ON | 1 | 0% | 1 | EA | 321 | E | 321 | 75 | 0.4 | E | 0.4 | 30 | 351 | 0.5 | 0.6 | 0.85 | 1.06 | 1.28 | 148185
6 | 60A 3P BREAKER BOLT-ON | 1 | 0% | 1 | EA | 321 | E | 321 | 75 | 0.4 | E | 0.4 | 30 | 351 | 0.5 | 0.6 | 0.92 | 1.15 | 1.38 | 148188
7 | 70A 3P BREAKER BOLT-ON | 1 | 0% | 1 | EA | 393 | E | 393 | 75 | 0.4 | E | 0.4 | 30 | 423 | 0.5 | 0.6 | 1.05 | 1.31 | 1.58 | 148191
8 | 90A 3P BREAKER BOLT-ON | 1 | 0% | 1 | EA | 441.75 | E | 441.75 | 75 | 0.4 | E | 0.4 | 30 | 471.75 | 0.5 | 0.6 | 1.18 | 1.48 | 1.77 | 148194
9 | 100A 3P BREAKER BOLT-ON | 1 | 0% | 1 | EA | 441.75 | E | 441.75 | 75 | 0.4 | E | 0.4 | 30 | 471.75 | 0.5 | 0.6 | 1.28 | 1.6 | 1.92 | 148197
10 | 125A 3P BREAKER BOLT-ON | 1 | 0% | 1 | EA | 550 | E | 550 | 75 | 0.4 | E | 0.4 | 30 | 580 | 0.5 | 0.6
11 | 150A 3P BREAKER BOLT-ON | 1 | 0% | 1 | EA | 631 | E | 631 | 75 |  | E |  | 0 | 631
12 | 175A 3P BREAKER BOLT-ON | 1 | 0% | 1 | EA | 768 | E | 768 | 75 |  | E |  | 0 | 768
13 | 200A 3P BREAKER BOLT-ON | 1 | 0% | 1 | EA | 1047 | E | 1047 | 75 |  | E |  | 0 | 1047
14 | 225A 3P BREAKER BOLT-ON | 1 | 0% | 1 | EA | 1072 | E | 1072 | 75 |  | E |  | 0 | 1072
PLUG - ON BREAKERS
ONE POLE BREAKERS PLUG - ON
1 | 15A 1P BREAKER PLUG-ON | 1 | 0% | 1 | EA | 22.13 | E | 22.13 | 75 | 0.15 | E | 0.15 | 11.25 | 33.38 | 0.19 | 0.23 | 0.32 | 0.4 | 0.48 | 148809
2 | 20A 1P BREAKER PLUG-ON | 1 | 0% | 1 | EA | 22.13 | E | 22.13 | 75 | 0.15 | E | 0.15 | 11.25 | 33.38 | 0.19 | 0.23 | 0.34 | 0.43 | 0.51 | 148812
3 | 25A 1P BREAKER PLUG-ON | 1 | 0% | 1 | EA | 22.13 | E | 22.13 | 75 | 0.15 | E | 0.15 | 11.25 | 33.38 | 0.19 | 0.23 | 0.38 | 0.48 | 0.57 | 148815
4 | 30A 1P BREAKER PLUG-ON | 1 | 0% | 1 | EA | 22.13 | E | 22.13 | 75 | 0.15 | E | 0.15 | 11.25 | 33.38 | 0.19 | 0.23 | 0.38 | 0.48 | 0.57 | 148818
5 | 35A 1P BREAKER PLUG-ON | 1 | 0% | 1 | EA | 22.13 | E | 22.13 | 75 | 0.15 | E | 0.15 | 11.25 | 33.38 | 0.19 | 0.23 | 0.42 | 0.53 | 0.63 | 148821
6 | 40A 1P BREAKER PLUG-ON | 1 | 0% | 1 | EA | 22.13 | E | 22.13 | 75 | 0.15 | E | 0.15 | 11.25 | 33.38 | 0.19 | 0.23 | 0.42 | 0.53 | 0.63 | 148824
7 | 50A 1P BREAKER PLUG-ON | 1 | 0% | 1 | EA | 22.13 | E | 22.13 | 75 | 0.15 | E | 0.15 | 11.25 | 33.38 | 0.19 | 0.23 | 0.42 | 0.53 | 0.63 | 148830
8 | 60A 1P BREAKER PLUG-ON | 1 | 0% | 1 | EA | 22.13 | E | 22.13 | 75 | 0.15 | E | 0.15 | 11.25 | 33.38 | 0.19 | 0.23 | 0.47 | 0.59 | 0.71 | 148833
9 | 70A 1P BREAKER PLUG-ON | 1 | 0% | 1 | EA | 45 | E | 45 | 75 | 0.15 | E | 0.15 | 11.25 | 56.25 | 0.19 | 0.23 | 0.53 | 0.66 | 0.8 | 148836
10 | 15A 1P BREAKER PLUG-ON GFCI CLASS A 5mA | 1 | 0% | 1 | EA | 135.75 | E | 135.75 | 75 | 0.25 | E | 0.25 | 18.75 | 154.5 | 0.31 | 0.38 | 0.47 | 0.65 | 0.83 | 148839
11 | 20A 1P BREAKER PLUG-ON GFCI CLASS A 5mA | 1 | 0% | 1 | EA | 135.75 | E | 135.75 | 75 | 0.25 | E | 0.25 | 18.75 | 154.5 | 0.31 | 0.38 | 0.49 | 0.68 | 0.86 | 148842
12 | 25A 1P BREAKER PLUG-ON GFCI CLASS A 5mA | 1 | 0% | 1 | EA | 130.5 | E | 130.5 | 75 | 0.25 | E | 0.25 | 18.75 | 149.25 | 0.31 | 0.38 | 0.53 | 0.73 | 0.92 | 148845
13 | 30A 1P BREAKER PLUG-ON GFCI CLASS A 5mA | 1 | 0% | 1 | EA | 135.75 | E | 135.75 | 75 | 0.25 | E | 0.25 | 18.75 | 154.5 | 0.31 | 0.38 | 0.53 | 0.73 | 0.92 | 148848
TWO POLE BREAKERS PLUG - ON
1 | 15A 2P BREAKER PLUG-ON | 1 | 0% | 1 | EA | 46.5 | E | 46.5 | 75 | 0.25 | E | 0.25 | 18.75 | 65.25 | 0.31 | 0.38 | 0.48 | 0.6 | 0.72 | 148863
2 | 20A 2P BREAKER PLUG-ON | 1 | 0% | 1 | EA | 46.5 | E | 46.5 | 75 | 0.25 | E | 0.25 | 18.75 | 65.25 | 0.31 | 0.38 | 0.52 | 0.65 | 0.78 | 148866
3 | 25A 2P BREAKER PLUG-ON | 1 | 0% | 1 | EA | 46.5 | E | 46.5 | 75 | 0.25 | E | 0.25 | 18.75 | 65.25 | 0.31 | 0.38 | 0.58 | 0.73 | 0.87 | 148869
4 | 30A 2P BREAKER PLUG-ON | 1 | 0% | 1 | EA | 46.5 | E | 46.5 | 75 | 0.25 | E | 0.25 | 18.75 | 65.25 | 0.31 | 0.38 | 0.58 | 0.73 | 0.87 | 148872
5 | 35A 2P BREAKER PLUG-ON | 1 | 0% | 1 | EA | 46.5 | E | 46.5 | 75 | 0.25 | E | 0.25 | 18.75 | 65.25 | 0.31 | 0.38 | 0.64 | 0.8 | 0.96 | 148875
6 | 40A 2P BREAKER PLUG-ON | 1 | 0% | 1 | EA | 46.5 | E | 46.5 | 75 | 0.25 | E | 0.25 | 18.75 | 65.25 | 0.31 | 0.38 | 0.64 | 0.8 | 0.96 | 148878
7 | 45A 2P BREAKER PLUG-ON | 1 | 0% | 1 | EA | 46.5 | E | 46.5 | 75 | 0.25 | E | 0.25 | 18.75 | 65.25 | 0.31 | 0.38 | 0.64 | 0.8 | 0.96 | 148881
8 | 50A 2P BREAKER PLUG-ON | 1 | 0% | 1 | EA | 46.5 | E | 46.5 | 75 | 0.25 | E | 0.25 | 18.75 | 65.25 | 0.31 | 0.38 | 0.64 | 0.8 | 0.96 | 148884
9 | 60A 2P BREAKER PLUG-ON | 1 | 0% | 1 | EA | 46.5 | E | 46.5 | 75 | 0.25 | E | 0.25 | 18.75 | 65.25 | 0.31 | 0.38 | 0.72 | 0.9 | 1.08 | 148887
10 | 70A 2P BREAKER PLUG-ON | 1 | 0% | 1 | EA | 94.5 | E | 94.5 | 75 | 0.25 | E | 0.25 | 18.75 | 113.25 | 0.31 | 0.38 | 0.81 | 1.01 | 1.22 | 148890
11 | 80A 2P BREAKER PLUG-ON | 1 | 0% | 1 | EA | 135.75 | E | 135.75 | 75 | 0.4 | E | 0.4 | 30 | 165.75 | 0.5 | 0.6 | 0.88 | 1.1 | 1.32 | 148893
12 | 90A 2P BREAKER PLUG-ON | 1 | 0% | 1 | EA | 135.75 | E | 135.75 | 75 | 0.4 | E | 0.4 | 30 | 165.75 | 0.5 | 0.6 | 0.88 | 1.1 | 1.32 | 148896
13 | 100A 2P BREAKER PLUG-ON | 1 | 0% | 1 | EA | 135.75 | E | 135.75 | 75 | 0.4 | E | 0.4 | 30 | 165.75 | 0.5 | 0.6 | 0.94 | 1.18 | 1.41 | 148899
14 | 110A 2P BREAKER PLUG-ON | 1 | 0% | 1 | EA | 279 | E | 279 | 75 | 0.4 | E | 0.4 | 30 | 309 | 0.5 | 0.6 | 1.05 | 1.31 | 1.58 | 148902
15 | 125A 2P BREAKER PLUG-ON | 1 | 0% | 1 | EA | 279 | E | 279 | 75 | 0.4 | E | 0.4 | 30 | 309 | 0.5 | 0.6 | 1.05 | 1.31 | 1.58 | 148905
16 | 15A 2P BREAKER PLUG-ON GFCI CLASS A 5mA | 1 | 0% | 1 | EA | 241.13 | E | 241.13 | 75 | 0.35 | E | 0.35 | 26.25 | 267.38 | 0.44 | 0.53 | 0.63 | 0.85 | 1.07 | 148908
17 | 20A 2P BREAKER PLUG-ON GFCI CLASS A 5mA | 1 | 0% | 1 | EA | 241.13 | E | 241.13 | 75 | 0.35 | E | 0.35 | 26.25 | 267.38 | 0.44 | 0.53 | 0.67 | 0.9 | 1.13 | 148911
18 | 30A 2P BREAKER PLUG-ON GFCI CLASS A 5mA | 1 | 0% | 1 | EA | 241.13 | E | 241.13 | 75 | 0.35 | E | 0.35 | 26.25 | 267.38 | 0.44 | 0.53 | 0.73 | 0.98 | 1.22 | 148914
19 | 40A 2P BREAKER PLUG-ON GFCI CLASS A 5mA | 1 | 0% | 1 | EA | 231.75 | E | 231.75 | 75 | 0.45 | E | 0.45 | 33.75 | 265.5 | 0.56 | 0.68 | 0.79 | 1.05 | 1.31 | 148917
20 | 50A 2P BREAKER PLUG-ON GFCI CLASS A 5mA | 1 | 0% | 1 | EA | 250.88 | E | 250.88 | 75 | 0.45 | E | 0.45 | 33.75 | 284.63 | 0.56 | 0.68 | 0.79 | 1.05 | 1.31 | 148920
21 | 60A 2P BREAKER PLUG-ON GFCI CLASS A 5mA | 1 | 0% | 1 | EA | 231.75 | E | 231.75 | 75 | 0.45 | E | 0.45 | 33.75 | 265.5 | 0.56 | 0.68 | 0.87 | 1.15 | 1.43 | 148923
THREE POLE BREAKERS PLUG - ON
1 | 15A 3P BREAKER PLUG-ON | 1 | 0% | 1 | EA | 164.25 | E | 164.25 | 75 | 0.4 | E | 0.4 | 30 | 194.25 | 0.5 | 0.6 | 0.66 | 0.83 | 0.99 | 148980
2 | 20A 3P BREAKER PLUG-ON | 1 | 0% | 1 | EA | 164.25 | E | 164.25 | 75 | 0.4 | E | 0.4 | 30 | 194.25 | 0.5 | 0.6 | 0.71 | 0.89 | 1.07 | 148983
3 | 25A 3P BREAKER PLUG-ON | 1 | 0% | 1 | EA | 164.25 | E | 164.25 | 75 | 0.4 | E | 0.4 | 30 | 194.25 | 0.5 | 0.6 | 0.78 | 0.98 | 1.17 | 148986
4 | 30A 3P BREAKER PLUG-ON | 1 | 0% | 1 | EA | 164.25 | E | 164.25 | 75 | 0.4 | E | 0.4 | 30 | 194.25 | 0.5 | 0.6 | 0.78 | 0.98 | 1.17 | 148989
5 | 35A 3P BREAKER PLUG-ON | 1 | 0% | 1 | EA | 164.25 | E | 164.25 | 75 | 0.4 | E | 0.4 | 30 | 194.25 | 0.5 | 0.6 | 0.82 | 1 | 1.22 | 148992
6 | 40A 3P BREAKER PLUG-ON | 1 | 0% | 1 | EA | 164.25 | E | 164.25 | 75 | 0.4 | E | 0.4 | 30 | 194.25 | 0.5 | 0.6 | 0.82 | 1 | 1.22 | 148995
7 | 45A 3P BREAKER PLUG-ON | 1 | 0% | 1 | EA | 164.25 | E | 164.25 | 75 | 0.4 | E | 0.4 | 30 | 194.25 | 0.5 | 0.6 | 0.85 | 1.06 | 1.28 | 148998
8 | 50A 3P BREAKER PLUG-ON | 1 | 0% | 1 | EA | 164.25 | E | 164.25 | 75 | 0.4 | E | 0.4 | 30 | 194.25 | 0.5 | 0.6 | 0.85 | 1.06 | 1.28 | 149001
9 | 60A 3P BREAKER PLUG-ON | 1 | 0% | 1 | EA | 164.25 | E | 164.25 | 75 | 0.4 | E | 0.4 | 30 | 194.25 | 0.5 | 0.6 | 0.92 | 1.15 | 1.38 | 149004
10 | 70A 3P BREAKER PLUG-ON | 1 | 0% | 1 | EA | 204 | E | 204 | 75 | 0.4 | E | 0.4 | 30 | 234 | 0.5 | 0.6 | 1.05 | 1.31 | 1.58 | 149007
11 | 80A 3P BREAKER PLUG-ON | 1 | 0% | 1 | EA | 244.88 | E | 244.88 | 75 | 0.4 | E | 0.4 | 30 | 274.88 | 0.5 | 0.6 | 1.18 | 1.48 | 1.77 | 149010
12 | 90A 3P BREAKER PLUG-ON | 1 | 0% | 1 | EA | 244.88 | E | 244.88 | 75 | 0.4 | E | 0.4 | 30 | 274.88 | 0.5 | 0.6 | 1.18 | 1.48 | 1.77 | 149013
13 | 100A 3P BREAKER PLUG-ON | 1 | 0% | 1 | EA | 244.88 | E | 244.88 | 75 | 0.4 | E | 0.4 | 30 | 274.88 | 0.5 | 0.6 | 1.28 | 1.6 | 1.92 | 149016
14 | 125A 3P BREAKER PLUG-ON | 1 | 0% | 1 | EA | 502 | E | 502 | 75 |  | E |  | 0 | 502
15 | 150A 3P BREAKER PLUG-ON | 1 | 0% | 1 | EA | 525 | E | 525 | 75 |  | E |  | 0 | 525
16 | 175A 3P BREAKER PLUG-ON | 1 | 0% | 1 | EA | 650 | E | 650 | 75 |  | E |  | 0 | 650
17 | 200A 3P BREAKER PLUG-ON | 1 | 0% | 1 | EA | 700 | E | 700 | 75 |  | E |  | 0 | 700
18 | 225A 3P BREAKER PLUG-ON | 1 | 0% | 1 | EA | 845 | E | 845 | 75 |  | E |  | 0 | 845
MOLDED CASE BREAKERS - 240-277V RATED
ONE PHASE MOLDED CASE - 240-277V RATED
1 | 15A 1P BREAKER MOLDED CASE - 240-277V RATED | 1 | 0% | 1 | EA | 138 | E | 138 | 75 | 0.45 | E | 0.45 | 33.75 | 171.75 | 0.56 | 0.68 | 0.32 | 0.4 | 0.48
2 | 20A 1P BREAKER MOLDED CASE - 240-277V RATED | 1 | 0% | 1 | EA | 138 | E | 138 | 75 | 0.45 | E | 0.45 | 33.75 | 171.75 | 0.56 | 0.68 | 0.34 | 0.43 | 0.51
3 | 30A 1P BREAKER MOLDED CASE - 240-277V RATED | 1 | 0% | 1 | EA | 138 | E | 138 | 75 | 0.45 | E | 0.45 | 33.75 | 171.75 | 0.56 | 0.68 | 0.38 | 0.48 | 0.57
4 | 40A 1P BREAKER MOLDED CASE - 240-277V RATED | 1 | 0% | 1 | EA | 138 | E | 138 | 75 | 0.45 | E | 0.45 | 33.75 | 171.75 | 0.56 | 0.68 | 0.42 | 0.53 | 0.63
5 | 50A 1P BREAKER MOLDED CASE - 240-277V RATED | 1 | 0% | 1 | EA | 138 | E | 138 | 75 | 0.45 | E | 0.45 | 33.75 | 171.75 | 0.56 | 0.68 | 0.42 | 0.53 | 0.63
6 | 60A 1P BREAKER MOLDED CASE - 240-277V RATED | 1 | 0% | 1 | EA | 190 | E | 190 | 75 | 0.45 | E | 0.45 | 33.75 | 223.75 | 0.56 | 0.68 | 0.47 | 0.59 | 0.71
7 | 70A 1P BREAKER MOLDED CASE - 240-277V RATED | 1 | 0% | 1 | EA | 250 | E | 250 | 75 | 0.45 | E | 0.45 | 33.75 | 283.75 | 0.56 | 0.68 | 0.53 | 0.66 | 0.8
8 | 90A 1P BREAKER MOLDED CASE - 240-277V RATED | 1 | 0% | 1 | EA | 265 | E | 265 | 75 | 0.45 | E | 0.45 | 33.75 | 298.75 | 0.56 | 0.68 | 0.58 | 0.73 | 0.87
9 | 100A 1P BREAKER MOLDED CASE - 240-277V RATED | 1 | 0% | 1 | EA | 314 | E | 314 | 75 | 0.45 | E | 0.45 | 33.75 | 347.75 | 0.56 | 0.68 | 0.61 | 0.76 | 0.92
TWO PHASE MOLDED CASE - 240-277V RATED
1 | 15A 2P BREAKER MOLDED CASE - 240-277V RATED | 1 | 0% | 1 | EA | 311 | E | 311 | 75 | 0.6 | E | 0.6 | 45 | 356 | 0.75 | 0.9 | 0.48 | 0.6 | 0.72
2 | 20A 2P BREAKER MOLDED CASE - 240-277V RATED | 1 | 0% | 1 | EA | 311 | E | 311 | 75 | 0.6 | E | 0.6 | 45 | 356 | 0.75 | 0.9 | 0.52 | 0.65 | 0.78
3 | 30A 2P BREAKER MOLDED CASE - 240-277V RATED | 1 | 0% | 1 | EA | 311 | E | 311 | 75 | 0.6 | E | 0.6 | 45 | 356 | 0.75 | 0.9 | 0.58 | 0.73 | 0.87
4 | 40A 2P BREAKER MOLDED CASE - 240-277V RATED | 1 | 0% | 1 | EA | 311 | E | 311 | 75 | 0.6 | E | 0.6 | 45 | 356 | 0.75 | 0.9 | 0.64 | 0.8 | 0.96
5 | 50A 2P BREAKER MOLDED CASE - 240-277V RATED | 1 | 0% | 1 | EA | 331 | E | 331 | 75 | 0.6 | E | 0.6 | 45 | 376 | 0.75 | 0.9 | 0.64 | 0.8 | 0.96
6 | 60A 2P BREAKER MOLDED CASE - 240-277V RATED | 1 | 0% | 1 | EA | 332 | E | 332 | 75 | 0.6 | E | 0.6 | 45 | 377 | 0.75 | 0.9 | 0.72 | 0.9 | 1.08
7 | 70A 2P BREAKER MOLDED CASE - 240-277V RATED | 1 | 0% | 1 | EA | 386 | E | 386 | 75 | 0.6 | E | 0.6 | 45 | 431 | 0.75 | 0.9 | 0.81 | 1.01 | 1.22
8 | 90A 2P BREAKER MOLDED CASE - 240-277V RATED | 1 | 0% | 1 | EA | 405 | E | 405 | 75 | 0.6 | E | 0.6 | 45 | 450 | 0.75 | 0.9 | 0.88 | 1.1 | 1.32
9 | 100A 2P BREAKER MOLDED CASE - 240-277V RATED | 1 | 0% | 1 | EA | 430 | E | 430 | 75 | 0.6 | E | 0.6 | 45 | 475 | 0.75 | 0.9 | 0.94 | 1.18 | 1.41
10 | 125A 2P BREAKER MOLDED CASE - 240-277V RATED | 1 | 0% | 1 | EA | 526 | E | 526 | 75 | 1 | E | 1 | 75 | 601 | 1.25 | 1.5 | 1.05 | 1.31 | 1.58
11 | 150A 2P BREAKER MOLDED CASE - 240-277V RATED | 1 | 0% | 1 | EA | 571 | E | 571 | 75 | 1 | E | 1 | 75 | 646 | 1.25 | 1.5 | 1.2 | 1.5 | 1.8
12 | 175A 2P BREAKER MOLDED CASE - 240-277V RATED | 1 | 0% | 1 | EA | 595 | E | 595 | 75 | 1 | E | 1 | 75 | 670 | 1.25 | 1.5 | 1.35 | 1.69 | 2.03
13 | 200A 2P BREAKER MOLDED CASE - 240-277V RATED | 1 | 0% | 1 | EA | 611 | E | 611 | 75 | 1 | E | 1 | 75 | 686 | 1.25 | 1.5 | 1.5 | 1.88 | 2.25
THREE PHASE MOLDED CASE - 240-277V RATED
1 | 15A 3P BREAKER MOLDED CASE - 240-277V RATED | 1 | 0% | 1 | EA | 270 | E | 270 | 75 | 0.75 | E | 0.75 | 56.25 | 326.25 | 0.94 | 1.13 | 0.66 | 0.83 | 0.99
2 | 20A 3P BREAKER MOLDED CASE - 240-277V RATED | 1 | 0% | 1 | EA | 270 | E | 270 | 75 | 0.75 | E | 0.75 | 56.25 | 326.25 | 0.94 | 1.13 | 0.71 | 0.89 | 1.07
3 | 30A 3P BREAKER MOLDED CASE - 240-277V RATED | 1 | 0% | 1 | EA | 275 | E | 275 | 75 | 0.75 | E | 0.75 | 56.25 | 331.25 | 0.94 | 1.13 | 0.78 | 0.98 | 1.17
4 | 40A 3P BREAKER MOLDED CASE - 240-277V RATED | 1 | 0% | 1 | EA | 275 | E | 275 | 75 | 0.75 | E | 0.75 | 56.25 | 331.25 | 0.94 | 1.13 | 0.82 | 1 | 1.22
5 | 50A 3P BREAKER MOLDED CASE - 240-277V RATED | 1 | 0% | 1 | EA | 275 | E | 275 | 75 | 0.75 | E | 0.75 | 56.25 | 331.25 | 0.94 | 1.13 | 0.85 | 1.06 | 1.28
6 | 60A 3P BREAKER MOLDED CASE - 240-277V RATED | 1 | 0% | 1 | EA | 305 | E | 305 | 75 | 0.75 | E | 0.75 | 56.25 | 361.25 | 0.94 | 1.13 | 0.92 | 1.15 | 1.38
7 | 70A 3P BREAKER MOLDED CASE - 240-277V RATED | 1 | 0% | 1 | EA | 345 | E | 345 | 75 | 0.75 | E | 0.75 | 56.25 | 401.25 | 0.94 | 1.13 | 1.05 | 1.31 | 1.58
8 | 90A 3P BREAKER MOLDED CASE - 240-277V RATED | 1 | 0% | 1 | EA | 390 | E | 390 | 75 | 0.75 | E | 0.75 | 56.25 | 446.25 | 0.94 | 1.13 | 1.18 | 1.48 | 1.77
9 | 100A 3P BREAKER MOLDED CASE - 240-277V RATED | 1 | 0% | 1 | EA | 480 | E | 480 | 75 | 0.75 | E | 0.75 | 56.25 | 536.25 | 0.94 | 1.13 | 1.28 | 1.6 | 1.92
10 | 125A 3P BREAKER MOLDED CASE - 240-277V RATED | 1 | 0% | 1 | EA | 530 | E | 530 | 75 | 1.2 | E | 1.2 | 90 | 620 | 1.5 | 1.8 | 1.43 | 1.79 | 2.15
11 | 150A 3P BREAKER MOLDED CASE - 240-277V RATED | 1 | 0% | 1 | EA | 580 | E | 580 | 75 | 1.2 | E | 1.2 | 90 | 670 | 1.5 | 1.8 | 1.6 | 2 | 2.4
12 | 175A 3P BREAKER MOLDED CASE - 240-277V RATED | 1 | 0% | 1 | EA | 612 | E | 612 | 75 | 1.2 | E | 1.2 | 90 | 702 | 1.5 | 1.8 | 1.8 | 2.25 | 2.7
13 | 200A 3P BREAKER MOLDED CASE - 240-277V RATED | 1 | 0% | 1 | EA | 648 | E | 648 | 75 | 1.2 | E | 1.2 | 90 | 738 | 1.5 | 1.8 | 2 | 2.5 | 3
14 | 225A 3P BREAKER MOLDED CASE - 240-277V RATED | 1 | 0% | 1 | EA | 660 | E | 660 | 75 | 1.8 | E | 1.8 | 135 | 795 | 2.25 | 2.7 | 2.25 | 2.81 | 3.38
MOLDED CASE BREAKERS - 480V RATED
ONE PHASE MOLDED CASE - 480V RATED
1 | 15A 1P BREAKER MOLDED CASE - 480V RATED | 1 | 0% | 1 | EA | 128 | E | 128 | 75 | 0.45 | E | 0.45 | 33.75 | 161.75 | 0.56 | 0.68 | 0.32 | 0.4 | 0.48
2 | 20A 1P BREAKER MOLDED CASE - 480V RATED | 1 | 0% | 1 | EA | 128 | E | 128 | 75 | 0.45 | E | 0.45 | 33.75 | 161.75 | 0.56 | 0.68 | 0.34 | 0.43 | 0.51
3 | 30A 1P BREAKER MOLDED CASE - 480V RATED | 1 | 0% | 1 | EA | 128 | E | 128 | 75 | 0.45 | E | 0.45 | 33.75 | 161.75 | 0.56 | 0.68 | 0.38 | 0.48 | 0.57
4 | 40A 1P BREAKER MOLDED CASE - 480V RATED | 1 | 0% | 1 | EA | 133 | E | 133 | 75 | 0.45 | E | 0.45 | 33.75 | 166.75 | 0.56 | 0.68 | 0.42 | 0.53 | 0.63
5 | 50A 1P BREAKER MOLDED CASE - 480V RATED | 1 | 0% | 1 | EA | 133 | E | 133 | 75 | 0.45 | E | 0.45 | 33.75 | 166.75 | 0.56 | 0.68 | 0.42 | 0.53 | 0.63
6 | 60A 1P BREAKER MOLDED CASE - 480V RATED | 1 | 0% | 1 | EA | 171 | E | 171 | 75 | 0.45 | E | 0.45 | 33.75 | 204.75 | 0.56 | 0.68 | 0.47 | 0.59 | 0.71
7 | 70A 1P BREAKER MOLDED CASE - 480V RATED | 1 | 0% | 1 | EA | 175 | E | 175 | 75 | 0.45 | E | 0.45 | 33.75 | 208.75 | 0.56 | 0.68 | 0.53 | 0.66 | 0.8
8 | 90A 1P BREAKER MOLDED CASE - 480V RATED | 1 | 0% | 1 | EA | 219 | E | 219 | 75 | 0.45 | E | 0.45 | 33.75 | 252.75 | 0.56 | 0.68 | 0.58 | 0.73 | 0.87
9 | 100A 1P BREAKER MOLDED CASE - 480V RATED | 1 | 0% | 1 | EA | 219 | E | 219 | 75 | 0.45 | E | 0.45 | 33.75 | 252.75 | 0.56 | 0.68 | 0.61 | 0.76 | 0.92
TWO PHASE MOLDED CASE - 480V RATED
1 | 15A 2P BREAKER MOLDED CASE - 480V RATED | 1 | 0% | 1 | EA | 240 | E | 240 | 75 | 0.6 | E | 0.6 | 45 | 285 | 0.75 | 0.9 | 0.48 | 0.6 | 0.72
2 | 20A 2P BREAKER MOLDED CASE - 480V RATED | 1 | 0% | 1 | EA | 265 | E | 265 | 75 | 0.6 | E | 0.6 | 45 | 310 | 0.75 | 0.9 | 0.52 | 0.65 | 0.78
3 | 30A 2P BREAKER MOLDED CASE - 480V RATED | 1 | 0% | 1 | EA | 265 | E | 265 | 75 | 0.6 | E | 0.6 | 45 | 310 | 0.75 | 0.9 | 0.58 | 0.73 | 0.87
4 | 40A 2P BREAKER MOLDED CASE - 480V RATED | 1 | 0% | 1 | EA | 312 | E | 312 | 75 | 0.6 | E | 0.6 | 45 | 357 | 0.75 | 0.9 | 0.64 | 0.8 | 0.96
5 | 50A 2P BREAKER MOLDED CASE - 480V RATED | 1 | 0% | 1 | EA | 312.93 | E | 312.93 | 75 | 0.6 | E | 0.6 | 45 | 357.93 | 0.75 | 0.9 | 0.64 | 0.8 | 0.96
6 | 60A 2P BREAKER MOLDED CASE - 480V RATED | 1 | 0% | 1 | EA | 312.93 | E | 312.93 | 75 | 0.6 | E | 0.6 | 45 | 357.93 | 0.75 | 0.9 | 0.72 | 0.9 | 1.08
7 | 70A 2P BREAKER MOLDED CASE - 480V RATED | 1 | 0% | 1 | EA | 347 | E | 347 | 75 | 0.6 | E | 0.6 | 45 | 392 | 0.75 | 0.9 | 0.81 | 1.01 | 1.22
8 | 90A 2P BREAKER MOLDED CASE - 480V RATED | 1 | 0% | 1 | EA | 355 | E | 355 | 75 | 0.6 | E | 0.6 | 45 | 400 | 0.75 | 0.9 | 0.88 | 1.1 | 1.32
9 | 100A 2P BREAKER MOLDED CASE - 480V RATED | 1 | 0% | 1 | EA | 374 | E | 374 | 75 | 0.6 | E | 0.6 | 45 | 419 | 0.75 | 0.9 | 0.94 | 1.18 | 1.41
10 | 125A 2P BREAKER MOLDED CASE - 480V RATED | 1 | 0% | 1 | EA | 406.11 | E | 406.11 | 75 | 1 | E | 1 | 75 | 481.11 | 1.25 | 1.5 | 1.05 | 1.31 | 1.58
11 | 150A 2P BREAKER MOLDED CASE - 480V RATED | 1 | 0% | 1 | EA | 542 | E | 542 | 75 | 1 | E | 1 | 75 | 617 | 1.25 | 1.5 | 1.2 | 1.5 | 1.8
12 | 175A 2P BREAKER MOLDED CASE - 480V RATED | 1 | 0% | 1 | EA | 613 | E | 613 | 75 | 1 | E | 1 | 75 | 688 | 1.25 | 1.5 | 1.35 | 1.69 | 2.03
13 | 200A 2P BREAKER MOLDED CASE - 480V RATED | 1 | 0% | 1 | EA | 613 | E | 613 | 75 | 1 | E | 1 | 75 | 688 | 1.25 | 1.5 | 1.5 | 1.88 | 2.25
14 | 225A 2P BREAKER MOLDED CASE - 480V RATED | 1 | 0% | 1 | EA | 732.17 | E | 732.17 | 75 | 1.5 | E | 1.5 | 112.5 | 844.67 | 1.88 | 2.25 | 1.65 | 2.06 | 2.48
15 | 250A 2P BREAKER MOLDED CASE - 480V RATED | 1 | 0% | 1 | EA | 1152.54 | E | 1152.54 | 75 | 1.5 | E | 1.5 | 112.5 | 1265.04 | 1.88 | 2.25 | 1.85 | 2.31 | 2.78
16 | 300A 2P BREAKER MOLDED CASE - 480V RATED | 1 | 0% | 1 | EA | 1209 | E | 1209 | 75 | 1.5 | E | 1.5 | 112.5 | 1321.5 | 1.88 | 2.25 | 2.05 | 2.56 | 3.08
17 | 350A 2P BREAKER MOLDED CASE - 480V RATED | 1 | 0% | 1 | EA | 1269 | E | 1269 | 75 | 1.5 | E | 1.5 | 112.5 | 1381.5 | 1.88 | 2.25 | 2.25 | 2.81 | 3.38
18 | 400A 2P BREAKER MOLDED CASE - 480V RATED | 1 | 0% | 1 | EA | 1380 | E | 1380 | 75 | 1.5 | E | 1.5 | 112.5 | 1492.5 | 1.88 | 2.25 | 2.25 | 2.81 | 3.38
19 | 500A 2P BREAKER MOLDED CASE - 480V RATED | 1 | 0% | 1 | EA | 1409 | E | 1409 | 75 | 2.2 | E | 2.2 | 165 | 1574 | 2.75 | 3.3 | 2.5 | 3.13 | 3.75
20 | 600A 2P BREAKER MOLDED CASE - 480V RATED | 1 | 0% | 1 | EA | 1504 | E | 1504 | 75 | 2.2 | E | 2.2 | 165 | 1669 | 2.75 | 3.3 | 2.5 | 3.13 | 3.75
0.8
THREE PHASE MOLDED CASE - 480V RATED
1 | 15A 3P BREAKER MOLDED CASE - 480V RATED | 1 | 0% | 1 | EA | 356 | E | 356 | 75 | 0.75 | E | 0.75 | 56.25 | 412.25 | 0.94 | 1.13 | 0.66 | 0.83 | 0.99
2 | 20A 3P BREAKER MOLDED CASE - 480V RATED | 1 | 0% | 1 | EA | 403 | E | 403 | 75 | 0.75 | E | 0.75 | 56.25 | 459.25 | 0.94 | 1.13 | 0.71 | 0.89 | 1.07
3 | 30A 3P BREAKER MOLDED CASE - 480V RATED | 1 | 0% | 1 | EA | 468.5 | E | 468.5 | 75 | 0.75 | E | 0.75 | 56.25 | 524.75 | 0.94 | 1.13 | 0.78 | 0.98 | 1.17
4 | 40A 3P BREAKER MOLDED CASE - 480V RATED | 1 | 0% | 1 | EA | 511.58 | E | 511.58 | 75 | 0.75 | E | 0.75 | 56.25 | 567.83 | 0.94 | 1.13 | 0.82 | 1 | 1.22
5 | 50A 3P BREAKER MOLDED CASE - 480V RATED | 1 | 0% | 1 | EA | 513.28 | E | 513.28 | 75 | 0.75 | E | 0.75 | 56.25 | 569.53 | 0.94 | 1.13 | 0.85 | 1.06 | 1.28
6 | 60A 3P BREAKER MOLDED CASE - 480V RATED | 1 | 0% | 1 | EA | 552.81 | E | 552.81 | 75 | 0.75 | E | 0.75 | 56.25 | 609.06 | 0.94 | 1.13 | 0.92 | 1.15 | 1.38
7 | 70A 3P BREAKER MOLDED CASE - 480V RATED | 1 | 0% | 1 | EA | 727.6 | E | 727.6 | 75 | 0.75 | E | 0.75 | 56.25 | 783.85 | 0.94 | 1.13 | 1.05 | 1.31 | 1.58
8 | 90A 3P BREAKER MOLDED CASE - 480V RATED | 1 | 0% | 1 | EA | 738.15 | E | 738.15 | 75 | 0.75 | E | 0.75 | 56.25 | 794.4 | 0.94 | 1.13 | 1.18 | 1.48 | 1.77
9 | 100A 3P BREAKER MOLDED CASE - 480V RATED | 1 | 0% | 1 | EA | 777 | E | 777 | 75 | 0.75 | E | 0.75 | 56.25 | 833.25 | 0.94 | 1.13 | 1.28 | 1.6 | 1.92
10 | 125A 3P BREAKER MOLDED CASE - 480V RATED | 1 | 0% | 1 | EA | 1173.47 | E | 1173.47 | 75 | 1.2 | E | 1.2 | 90 | 1263.47 | 1.5 | 1.8 | 1.43 | 1.79 | 2.15
11 | 150A 3P BREAKER MOLDED CASE - 480V RATED | 1 | 0% | 1 | EA | 1356.89 | E | 1356.89 | 75 | 1.2 | E | 1.2 | 90 | 1446.89 | 1.5 | 1.8 | 1.6 | 2 | 2.4
12 | 175A 3P BREAKER MOLDED CASE - 480V RATED | 1 | 0% | 1 | EA | 1356.89 | E | 1356.89 | 75 | 1.2 | E | 1.2 | 90 | 1446.89 | 1.5 | 1.8 | 1.8 | 2.25 | 2.7
13 | 200A 3P BREAKER MOLDED CASE - 480V RATED | 1 | 0% | 1 | EA | 1498.2 | E | 1498.2 | 75 | 1.2 | E | 1.2 | 90 | 1588.2 | 1.5 | 1.8 | 2 | 2.5 | 3
14 | 225A 3P BREAKER MOLDED CASE - 480V RATED | 1 | 0% | 1 | EA | 1571.85 | E | 1571.85 | 75 | 1.8 | E | 1.8 | 135 | 1706.85 | 2.25 | 2.7 | 2.25 | 2.81 | 3.38
15 | 250A 3P BREAKER MOLDED CASE - 480V RATED | 1 | 0% | 1 | EA | 1751 | E | 1751 | 75 | 1.8 | E | 1.8 | 135 | 1886 | 2.25 | 2.7 | 2.5 | 3.13 | 3.75
16 | 300A 3P BREAKER MOLDED CASE - 480V RATED | 1 | 0% | 1 | EA | 1966.6 | E | 1966.6 | 75 | 1.8 | E | 1.8 | 135 | 2101.6 | 2.25 | 2.7 | 2.75 | 3.44 | 4.13
17 | 350A 3P BREAKER MOLDED CASE - 480V RATED | 1 | 0% | 1 | EA | 2274.75 | E | 2274.75 | 75 | 1.8 | E | 1.8 | 135 | 2409.75 | 2.25 | 2.7 | 3 | 3.75 | 4.5
18 | 400A 3P BREAKER MOLDED CASE - 480V RATED | 1 | 0% | 1 | EA | 2274.75 | E | 2274.75 | 75 | 1.8 | E | 1.8 | 135 | 2409.75 | 2.25 | 2.7 | 3 | 3.75 | 4.5
19 | 500A 3P BREAKER MOLDED CASE - 480V RATED | 1 | 0% | 1 | EA | 2660 | E | 2660 | 75 | 2.5 | E | 2.5 | 187.5 | 2847.5 | 3.13 | 3.75 | 3.25 | 4.06 | 4.88
20 | 600A 3P BREAKER MOLDED CASE - 480V RATED | 1 | 0% | 1 | EA | 2660 | E | 2660 | 75 | 2.5 | E | 2.5 | 187.5 | 2847.5 | 3.13 | 3.75 | 3.25 | 4.06 | 4.88
21 | 700A 3P BREAKER MOLDED CASE - 480V RATED | 1 | 0% | 1 | EA | 2660 | E | 2660 | 75 | 3.5 | E | 3.5 | 262.5 | 2922.5 | 4.38 | 5.25 | 3.5 | 4.38 | 5.25
22 | 800A 3P BREAKER MOLDED CASE - 480V RATED | 1 | 0% | 1 | EA | 3400 | E | 3400 | 75 | 3.5 | E | 3.5 | 262.5 | 3662.5 | 4.38 | 5.25 | 3.5 | 4.38 | 5.25
23 | 1000A 3P BREAKER MOLDED CASE - 480V RATED | 1 | 0% | 1 | EA | 7250 | E | 7250 | 75 | 4.5 | E | 4.5 | 337.5 | 7587.5 | 5.63 | 6.75
24 | 1200A 3P BREAKER MOLDED CASE - 480V RATED | 1 | 0% | 1 | EA | 8609 | E | 8609 | 75 | 4.5 | E | 4.5 | 337.5 | 8946.5 | 5.63 | 6.75
25 | 1400A 3P BREAKER MOLDED CASE - 480V RATED | 1 | 0% | 1 | EA | 11580 | E | 11580 | 75 | 5.5 | E | 5.5 | 412.5 | 11992.5 | 6.88 | 8.25
26 | 1600A 3P BREAKER MOLDED CASE - 480V RATED | 1 | 0% | 1 | EA | 12158 | E | 12158 | 75 | 5.5 | E | 5.5 | 412.5 | 12570.5 | 6.88 | 8.25
27 | 2500A 3P BREAKER MOLDED CASE - 480V RATED | 1 | 0% | 1 | EA | 14350 | E | 14350 | 75 | 7 | E | 7 | 525 | 14875 | 8.75 | 10.5
MOLDED CASE BREAKERS - NEMA 1
ONE PHASE MOLDED CASE - NEMA 1
1 | 15A 1P BREAKER MOLDED CASE - NEMA 1 | 1 | 0% | 1 |  |  | E | 0 |  | 1.1 | E | 1.1 | 0 | 0
2 | 20A 1P BREAKER MOLDED CASE - NEMA 1 | 1 | 0% | 1 |  |  | E | 0 |  | 1.1 | E | 1.1 | 0 | 0
3 | 30A 1P BREAKER MOLDED CASE - NEMA 1 | 1 | 0% | 1 |  |  | E | 0 |  | 1.1 | E | 1.1 | 0 | 0
4 | 40A 1P BREAKER MOLDED CASE - NEMA 1 | 1 | 0% | 1 |  |  | E | 0 |  | 1.1 | E | 1.1 | 0 | 0
5 | 50A 1P BREAKER MOLDED CASE - NEMA 1 | 1 | 0% | 1 |  |  | E | 0 |  | 1.1 | E | 1.1 | 0 | 0
6 | 60A 1P BREAKER MOLDED CASE - NEMA 1 | 1 | 0% | 1 |  |  | E | 0 |  | 1.1 | E | 1.1 | 0 | 0
7 | 70A 1P BREAKER MOLDED CASE - NEMA 1 | 1 | 0% | 1 |  |  | E | 0 |  | 1.1 | E | 1.1 | 0 | 0
8 | 90A 1P BREAKER MOLDED CASE - NEMA 1 | 1 | 0% | 1 |  |  | E | 0 |  | 1.1 | E | 1.1 | 0 | 0
9 | 100A 1P BREAKER MOLDED CASE - NEMA 1 | 1 | 0% | 1 |  |  | E | 0 |  | 1.1 | E | 1.1 | 0 | 0
TWO PHASE MOLDED CASE - NEMA 1
1 | 15A 2P BREAKER MOLDED CASE - NEMA 1 | 1 | 0% | 1 |  |  | E | 0 |  | 1.4 | E | 1.4 | 0 | 0
2 | 20A 2P BREAKER MOLDED CASE - NEMA 1 | 1 | 0% | 1 |  |  | E | 0 |  | 1.4 | E | 1.4 | 0 | 0
3 | 30A 2P BREAKER MOLDED CASE - NEMA 1 | 1 | 0% | 1 |  |  | E | 0 |  | 1.4 | E | 1.4 | 0 | 0
4 | 40A 2P BREAKER MOLDED CASE - NEMA 1 | 1 | 0% | 1 |  |  | E | 0 |  | 1.4 | E | 1.4 | 0 | 0
5 | 50A 2P BREAKER MOLDED CASE - NEMA 1 | 1 | 0% | 1 |  |  | E | 0 |  | 1.4 | E | 1.4 | 0 | 0
6 | 60A 2P BREAKER MOLDED CASE - NEMA 1 | 1 | 0% | 1 |  |  | E | 0 |  | 1.4 | E | 1.4 | 0 | 0
7 | 70A 2P BREAKER MOLDED CASE - NEMA 1 | 1 | 0% | 1 |  |  | E | 0 |  | 1.4 | E | 1.4 | 0 | 0
8 | 90A 2P BREAKER MOLDED CASE - NEMA 1 | 1 | 0% | 1 |  |  | E | 0 |  | 1.4 | E | 1.4 | 0 | 0
9 | 100A 2P BREAKER MOLDED CASE - NEMA 1 | 1 | 0% | 1 |  |  | E | 0 |  | 1.4 | E | 1.4 | 0 | 0
10 | 125A 2P BREAKER MOLDED CASE - NEMA 1 | 1 | 0% | 1 |  |  | E | 0 |  | 1.8 | E | 1.8 | 0 | 0
11 | 150A 2P BREAKER MOLDED CASE - NEMA 1 | 1 | 0% | 1 |  |  | E | 0 |  | 1.8 | E | 1.8 | 0 | 0
12 | 175A 2P BREAKER MOLDED CASE - NEMA 1 | 1 | 0% | 1 |  |  | E | 0 |  | 1.8 | E | 1.8 | 0 | 0
13 | 200A 2P BREAKER MOLDED CASE - NEMA 1 | 1 | 0% | 1 |  |  | E | 0 |  | 1.8 | E | 1.8 | 0 | 0
14 | 225A 2P BREAKER MOLDED CASE - NEMA 1 | 1 | 0% | 1 |  |  | E | 0 |  | 2.4 | E | 2.4 | 0 | 0
15 | 250A 2P BREAKER MOLDED CASE - NEMA 1 | 1 | 0% | 1 |  |  | E | 0 |  | 2.4 | E | 2.4 | 0 | 0
16 | 300A 2P BREAKER MOLDED CASE - NEMA 1 | 1 | 0% | 1 |  |  | E | 0 |  | 2.4 | E | 2.4 | 0 | 0
17 | 350A 2P BREAKER MOLDED CASE - NEMA 1 | 1 | 0% | 1 |  |  | E | 0 |  | 2.4 | E | 2.4 | 0 | 0
18 | 400A 2P BREAKER MOLDED CASE - NEMA 1 | 1 | 0% | 1 |  |  | E | 0 |  | 2.4 | E | 2.4 | 0 | 0
19 | 500A 2P BREAKER MOLDED CASE - NEMA 1 | 1 | 0% | 1 |  |  | E | 0 |  | 3.1 | E | 3.1 | 0 | 0
20 | 600A 2P BREAKER MOLDED CASE - NEMA 1 | 1 | 0% | 1 |  |  | E | 0 |  | 3.1 | E | 3.1 | 0 | 0
THREE PHASE MOLDED CASE - NEMA 1
1 | 15A 3P BREAKER MOLDED CASE - NEMA 1 | 1 | 0% | 1 |  |  | E | 0 |  | 1.6 | E | 1.6 | 0 | 0
2 | 20A 3P BREAKER MOLDED CASE - NEMA 1 | 1 | 0% | 1 |  |  | E | 0 |  | 1.6 | E | 1.6 | 0 | 0
3 | 30A 3P BREAKER MOLDED CASE - NEMA 1 | 1 | 0% | 1 |  |  | E | 0 |  | 1.6 | E | 1.6 | 0 | 0
4 | 40A 3P BREAKER MOLDED CASE - NEMA 1 | 1 | 0% | 1 |  |  | E | 0 |  | 1.6 | E | 1.6 | 0 | 0
5 | 50A 3P BREAKER MOLDED CASE - NEMA 1 | 1 | 0% | 1 |  |  | E | 0 |  | 1.6 | E | 1.6 | 0 | 0
6 | 60A 3P BREAKER MOLDED CASE - NEMA 1 | 1 | 0% | 1 |  |  | E | 0 |  | 1.6 | E | 1.6 | 0 | 0
7 | 70A 3P BREAKER MOLDED CASE - NEMA 1 | 1 | 0% | 1 |  |  | E | 0 |  | 1.6 | E | 1.6 | 0 | 0
8 | 90A 3P BREAKER MOLDED CASE - NEMA 1 | 1 | 0% | 1 |  |  | E | 0 |  | 1.6 | E | 1.6 | 0 | 0
9 | 100A 3P BREAKER MOLDED CASE - NEMA 1 | 1 | 0% | 1 |  |  | E | 0 |  | 1.6 | E | 1.6 | 0 | 0
10 | 125A 3P BREAKER MOLDED CASE - NEMA 1 | 1 | 0% | 1 |  |  | E | 0 |  | 2.1 | E | 2.1 | 0 | 0
11 | 150A 3P BREAKER MOLDED CASE - NEMA 1 | 1 | 0% | 1 |  |  | E | 0 |  | 2.1 | E | 2.1 | 0 | 0
12 | 175A 3P BREAKER MOLDED CASE - NEMA 1 | 1 | 0% | 1 |  |  | E | 0 |  | 2.1 | E | 2.1 | 0 | 0
13 | 200A 3P BREAKER MOLDED CASE - NEMA 1 | 1 | 0% | 1 |  |  | E | 0 |  | 2.1 | E | 2.1 | 0 | 0
14 | 225A 3P BREAKER MOLDED CASE - NEMA 1 | 1 | 0% | 1 |  |  | E | 0 |  | 3.5 | E | 3.5 | 0 | 0
15 | 250A 3P BREAKER MOLDED CASE - NEMA 1 | 1 | 0% | 1 |  |  | E | 0 |  | 3.5 | E | 3.5 | 0 | 0
16 | 300A 3P BREAKER MOLDED CASE - NEMA 1 | 1 | 0% | 1 |  |  | E | 0 |  | 3.5 | E | 3.5 | 0 | 0
17 | 350A 3P BREAKER MOLDED CASE - NEMA 1 | 1 | 0% | 1 |  |  | E | 0 |  | 3.5 | E | 3.5 | 0 | 0
18 | 400A 3P BREAKER MOLDED CASE - NEMA 1 | 1 | 0% | 1 |  |  | E | 0 |  | 3.5 | E | 3.5 | 0 | 0
19 | 500A 3P BREAKER MOLDED CASE - NEMA 1 | 1 | 0% | 1 |  |  | E | 0 |  | 5 | E | 5 | 0 | 0
20 | 600A 3P BREAKER MOLDED CASE - NEMA 1 | 1 | 0% | 1 |  |  | E | 0 |  | 5 | E | 5 | 0 | 0
21 | 700A 3P BREAKER MOLDED CASE - NEMA 1 | 1 | 0% | 1 |  |  | E | 0 |  | 6.5 | E | 6.5 | 0 | 0
22 | 800A 3P BREAKER MOLDED CASE - NEMA 1 | 1 | 0% | 1 |  |  | E | 0 |  | 6.5 | E | 6.5 | 0 | 0
23 | 1000A 3P BREAKER MOLDED CASE - NEMA 1 | 1 | 0% | 1 |  |  | E | 0 |  | 8 | E | 8 | 0 | 0
24 | 1200A 3P BREAKER MOLDED CASE - NEMA 1 | 1 | 0% | 1 |  |  | E | 0 |  | 8 | E | 8 | 0 | 0
25 | 1400A 3P BREAKER MOLDED CASE - NEMA 1 | 1 | 0% | 1 |  |  | E | 0 |  | 10 | E | 10 | 0 | 0
26 | 1600A 3P BREAKER MOLDED CASE - NEMA 1 | 1 | 0% | 1 |  |  | E | 0 |  | 10 | E | 10 | 0 | 0
27 | 2500A 3P BREAKER MOLDED CASE - NEMA 1 | 1 | 0% | 1 |  |  | E | 0 |  | 12.5 | E | 12.5 | 0 | 0
MOLDED CASE BREAKERS - NEMA 3R
THREE PHASE MOLDED CASE - NEMA 3R
1 | 15A 3P BREAKER MOLDED CASE - NEMA 3R | 1 | 0% | 1 |  |  | E | 0 |  | 0.95 | E | 0.95 | 0 | 0
2 | 20A 3P BREAKER MOLDED CASE - NEMA 3R | 1 | 0% | 1 |  |  | E | 0 |  | 0.95 | E | 0.95 | 0 | 0
3 | 30A 3P BREAKER MOLDED CASE - NEMA 3R | 1 | 0% | 1 |  |  | E | 0 |  | 0.95 | E | 0.95 | 0 | 0
4 | 40A 3P BREAKER MOLDED CASE - NEMA 3R | 1 | 0% | 1 |  |  | E | 0 |  | 0.95 | E | 0.95 | 0 | 0
5 | 50A 3P BREAKER MOLDED CASE - NEMA 3R | 1 | 0% | 1 |  |  | E | 0 |  | 0.95 | E | 0.95 | 0 | 0
6 | 60A 3P BREAKER MOLDED CASE - NEMA 3R | 1 | 0% | 1 |  |  | E | 0 |  | 0.95 | E | 0.95 | 0 | 0
7 | 70A 3P BREAKER MOLDED CASE - NEMA 3R | 1 | 0% | 1 |  |  | E | 0 |  | 0.95 | E | 0.95 | 0 | 0
8 | 90A 3P BREAKER MOLDED CASE - NEMA 3R | 1 | 0% | 1 |  |  | E | 0 |  | 1.25 | E | 1.25 | 0 | 0
9 | 100A 3P BREAKER MOLDED CASE - NEMA 3R | 1 | 0% | 1 |  |  | E | 0 |  | 1.4 | E | 1.4 | 0 | 0
10 | 125A 3P BREAKER MOLDED CASE - NEMA 3R | 1 | 0% | 1 |  |  | E | 0 |  | 1.4 | E | 1.4 | 0 | 0
11 | 150A 3P BREAKER MOLDED CASE - NEMA 3R | 1 | 0% | 1 |  |  | E | 0 |  | 1.5 | E | 1.5 | 0 | 0
12 | 175A 3P BREAKER MOLDED CASE - NEMA 3R | 1 | 0% | 1 |  |  | E | 0 |  | 1.5 | E | 1.5 | 0 | 0
13 | 200A 3P BREAKER MOLDED CASE - NEMA 3R | 1 | 0% | 1 |  |  | E | 0 |  | 1.6 | E | 1.6 | 0 | 0
14 | 225A 3P BREAKER MOLDED CASE - NEMA 3R | 1 | 0% | 1 |  |  | E | 0 |  | 1.75 | E | 1.75 | 0 | 0
15 | 250A 3P BREAKER MOLDED CASE - NEMA 3R | 1 | 0% | 1 |  |  | E | 0 |  | 1.75 | E | 1.75 | 0 | 0
16 | 300A 3P BREAKER MOLDED CASE - NEMA 3R | 1 | 0% | 1 |  |  | E | 0 |  | 2.5 | E | 2.5 | 0 | 0
17 | 350A 3P BREAKER MOLDED CASE - NEMA 3R | 1 | 0% | 1 |  |  | E | 0 |  | 3.5 | E | 3.5 | 0 | 0
18 | 400A 3P BREAKER MOLDED CASE - NEMA 3R | 1 | 0% | 1 |  |  | E | 0 |  | 5 | E | 5 | 0 | 0
19 | 500A 3P BREAKER MOLDED CASE - NEMA 3R | 1 | 0% | 1 |  |  | E | 0 |  | 9 | E | 9 | 0 | 0
20 | 600A 3P BREAKER MOLDED CASE - NEMA 3R | 1 | 0% | 1 |  |  | E | 0 |  | 9 | E | 9 | 0 | 0
21 | 700A 3P BREAKER MOLDED CASE - NEMA 3R | 1 | 0% | 1 |  |  | E | 0 |  | 10 | E | 10 | 0 | 0
22 | 800A 3P BREAKER MOLDED CASE - NEMA 3R | 1 | 0% | 1 |  |  | E | 0 |  | 10 | E | 10 | 0 | 0
23 | 1000A 3P BREAKER MOLDED CASE - NEMA 3R | 1 | 0% | 1 |  |  | E | 0 |  | 13.5 | E | 13.5 | 0 | 0
24 | 1200A 3P BREAKER MOLDED CASE - NEMA 3R | 1 | 0% | 1 |  |  | E | 0 |  | 14.5 | E | 14.5 | 0 | 0
25 | 1400A 3P BREAKER MOLDED CASE - NEMA 3R | 1 | 0% | 1 |  |  | E | 0 |  | 19.2 | E | 19.2 | 0 | 0
26 | 1600A 3P BREAKER MOLDED CASE - NEMA 3R | 1 | 0% | 1 |  |  | E | 0 |  | 19.2 | E | 19.2 | 0 | 0
27 | 2500A 3P BREAKER MOLDED CASE - NEMA 3R | 1 | 0% | 1 |  |  | E | 0 |  | 28 | E | 28 | 0 | 0
MOLDED CASE BREAKERS - 600V RATED
THREE PHASE MOLDED CASE - 600V RATED
1 | 15A 3P BREAKER MOLDED CASE - 600V RATED | 1 | 0% | 1 | EA | 700 | E | 700 | 75 | 0.75 | E | 0.75 | 56.25 | 756.25 | 0.94 | 1.13 | 0.66 | 0.83 | 0.99
2 | 20A 3P BREAKER MOLDED CASE - 600V RATED | 1 | 0% | 1 | EA | 700 | E | 700 | 75 | 0.75 | E | 0.75 | 56.25 | 756.25 | 0.94 | 1.13 | 0.71 | 0.89 | 1.07
3 | 30A 3P BREAKER MOLDED CASE - 600V RATED | 1 | 0% | 1 | EA | 750 | E | 750 | 75 | 0.75 | E | 0.75 | 56.25 | 806.25 | 0.94 | 1.13 | 0.78 | 0.98 | 1.17
4 | 40A 3P BREAKER MOLDED CASE - 600V RATED | 1 | 0% | 1 | EA | 880 | E | 880 | 75 | 0.75 | E | 0.75 | 56.25 | 936.25 | 0.94 | 1.13 | 0.82 | 1 | 1.22
5 | 50A 3P BREAKER MOLDED CASE - 600V RATED | 1 | 0% | 1 | EA | 880 | E | 880 | 75 | 0.75 | E | 0.75 | 56.25 | 936.25 | 0.94 | 1.13 | 0.85 | 1.06 | 1.28
6 | 60A 3P BREAKER MOLDED CASE - 600V RATED | 1 | 0% | 1 | EA | 886 | E | 886 | 75 | 0.75 | E | 0.75 | 56.25 | 942.25 | 0.94 | 1.13 | 0.92 | 1.15 | 1.38
7 | 70A 3P BREAKER MOLDED CASE - 600V RATED | 1 | 0% | 1 | EA | 886 | E | 886 | 75 | 0.75 | E | 0.75 | 56.25 | 942.25 | 0.94 | 1.13 | 1.05 | 1.31 | 1.58
8 | 90A 3P BREAKER MOLDED CASE - 600V RATED | 1 | 0% | 1 | EA | 915 | E | 915 | 75 | 0.75 | E | 0.75 | 56.25 | 971.25 | 0.94 | 1.13 | 1.18 | 1.48 | 1.77
9 | 100A 3P BREAKER MOLDED CASE - 600V RATED | 1 | 0% | 1 | EA | 1035 | E | 1035 | 75 | 0.75 | E | 0.75 | 56.25 | 1091.25 | 0.94 | 1.13 | 1.28 | 1.6 | 1.92
10 | 125A 3P BREAKER MOLDED CASE - 600V RATED | 1 | 0% | 1 | EA | 1070 | E | 1070 | 75 | 1.2 | E | 1.2 | 90 | 1160 | 1.5 | 1.8 | 1.43 | 1.79 | 2.15
11 | 150A 3P BREAKER MOLDED CASE - 600V RATED | 1 | 0% | 1 | EA | 1200 | E | 1200 | 75 | 1.2 | E | 1.2 | 90 | 1290 | 1.5 | 1.8 | 1.6 | 2 | 2.4
12 | 175A 3P BREAKER MOLDED CASE - 600V RATED | 1 | 0% | 1 | EA | 1510 | E | 1510 | 75 | 1.2 | E | 1.2 | 90 | 1600 | 1.5 | 1.8 | 1.8 | 2.25 | 2.7
13 | 200A 3P BREAKER MOLDED CASE - 600V RATED | 1 | 0% | 1 | EA | 1690 | E | 1690 | 75 | 1.2 | E | 1.2 | 90 | 1780 | 1.5 | 1.8 | 2 | 2.5 | 3
14 | 225A 3P BREAKER MOLDED CASE - 600V RATED | 1 | 0% | 1 | EA | 1780 | E | 1780 | 75 | 1.8 | E | 1.8 | 135 | 1915 | 2.25 | 2.7 | 2.25 | 2.81 | 3.38
15 | 250A 3P BREAKER MOLDED CASE - 600V RATED | 1 | 0% | 1 | EA | 2000 | E | 2000 | 75 | 1.8 | E | 1.8 | 135 | 2135 | 2.25 | 2.7 | 2.5 | 3.13 | 3.75
16 | 300A 3P BREAKER MOLDED CASE - 600V RATED | 1 | 0% | 1 | EA | 2176 | E | 2176 | 75 | 1.8 | E | 1.8 | 135 | 2311 | 2.25 | 2.7 | 2.75 | 3.44 | 4.13
17 | 350A 3P BREAKER MOLDED CASE - 600V RATED | 1 | 0% | 1 | EA | 2968 | E | 2968 | 75 | 1.8 | E | 1.8 | 135 | 3103 | 2.25 | 2.7 | 3 | 3.75 | 4.5
18 | 400A 3P BREAKER MOLDED CASE - 600V RATED | 1 | 0% | 1 | EA | 3140 | E | 3140 | 75 | 1.8 | E | 1.8 | 135 | 3275 | 2.25 | 2.7 | 3 | 3.75 | 4.5
19 | 500A 3P BREAKER MOLDED CASE - 600V RATED | 1 | 0% | 1 | EA | 6800 | E | 6800 | 75 | 2.5 | E | 2.5 | 187.5 | 6987.5 | 3.13 | 3.75 | 3.25 | 4.06 | 4.88
20 | 600A 3P BREAKER MOLDED CASE - 600V RATED | 1 | 0% | 1 | EA | 6800 | E | 6800 | 75 | 2.5 | E | 2.5 | 187.5 | 6987.5 | 3.13 | 3.75 | 3.25 | 4.06 | 4.88
21 | 700A 3P BREAKER MOLDED CASE - 600V RATED | 1 | 0% | 1 | EA | 7725 | E | 7725 | 75 | 3.5 | E | 3.5 | 262.5 | 7987.5 | 4.38 | 5.25 | 3.5 | 4.38 | 5.25
22 | 800A 3P BREAKER MOLDED CASE - 600V RATED | 1 | 0% | 1 | EA | 8200 | E | 8200 | 75 | 3.5 | E | 3.5 | 262.5 | 8462.5 | 4.38 | 5.25 | 3.5 | 4.38 | 5.25
23 | 1000A 3P BREAKER MOLDED CASE - 600V RATED | 1 | 0% | 1 | EA | 11900 | E | 11900 | 75 | 4.5 | E | 4.5 | 337.5 | 12237.5 | 5.63 | 6.75
24 | 1200A 3P BREAKER MOLDED CASE - 600V RATED | 1 | 0% | 1 | EA | 12485 | E | 12485 | 75 | 4.5 | E | 4.5 | 337.5 | 12822.5 | 5.63 | 6.75
25 | 1400A 3P BREAKER MOLDED CASE - 600V RATED | 1 | 0% | 1 | EA | 13200 | E | 13200 | 75 | 5.5 | E | 5.5 | 412.5 | 13612.5 | 6.88 | 8.25
26 | 1600A 3P BREAKER MOLDED CASE - 600V RATED | 1 | 0% | 1 | EA | 17500 | E | 17500 | 75 | 5.5 | E | 5.5 | 412.5 | 17912.5 | 6.88 | 8.25
27 | 2500A 3P BREAKER MOLDED CASE - 600V RATED | 1 | 0% | 1 | EA | 39000 | E | 39000 | 75 | 7 | E | 7 | 525 | 39525 | 8.75 | 10.5

## Receptacles
[12 empty] | LABOR RATE |  | 75
SR. NO. | DESCRIPTION | QUANTITY | WASTAGE | QTY WITH WASTAGE | UNIT | UNIT COST | UNIT | MATERIAL COST | LABOR RATE | LABOUR | UNIT | TOTAL HOURS | LABOR COST | TOTAL COST | NECA 1 | NECA 2 | NECA 3 | REFERENCE CODE
FLUSH MOUNTED RECEPTACLES (4" SQ & PR) 1G-2G
1 | 15A 125V DUP REC - IVY (SG) | 1 | 0% | 1 | EA | 815.78 | C | 8.1578 | 75 | 15 | C | 0.15 | 11.25 | 19.4078 | 25 | 31.25 | 37.5 | 137487
| 4 x 1 1/2" SQ BOX COMB KO | 1 | 0% | 1 | EA | 404.23 | C | 4.0423 | 75 | 23 | C | 0.23 | 17.25 | 21.2923 | 30 | 35 | 40 | 124314
| 4" SQ 1G PLSTR RING 5/8" RISE | 1 | 0% | 1 | EA | 258.01 | C | 2.5801 | 75 | 2.5 | C | 0.025 | 1.875 | 4.4551 | 15 | 20 | 25 | 124389
| GROUND SCREW W/ INSUL #12 LEAD | 1 | 0% | 1 | EA | 138.57 | C | 1.3857 | 75 | 3 | C | 0.03 | 2.25 | 3.6357 | 6 | 8 | 10 | 124746
| #10x 3/4 P/H SELF-TAP SCREW | 2 | 0% | 2 | EA | 10.75 | C | 0.215 | 75 | 2.8 | C | 0.056 | 4.2 | 4.415 | 3.1 | 3.88 | 4.84 | 140190
| 1G DUPLEX REC PLATE - PLASTIC IVY | 1 | 0% | 1 | EA | 49.82 | C | 0.4982 | 75 | 2.7 | C | 0.027 | 2.025 | 2.5232 | 10 | 12.5 | 15 | 138432
2 | 15A 125V DUP REC - ISO GRD ORG (SG) | 1 | 0% | 1 | EA | 1018.47 | C | 10.1847 | 75 | 15 | C | 0.15 | 11.25 | 21.4347 | 25 | 31.25 | 37.5 | 137583
| 4 x 1 1/2" SQ BOX COMB KO | 1 | 0% | 1 | EA | 404.23 | C | 4.0423 | 75 | 23 | C | 0.23 | 17.25 | 21.2923 | 30 | 35 | 40 | 124314
| 4" SQ 1G PLSTR RING 5/8" RISE | 1 | 0% | 1 | EA | 258.01 | C | 2.5801 | 75 | 2.5 | C | 0.025 | 1.875 | 4.4551 | 15 | 20 | 25 | 124389
| GROUND SCREW W/ INSUL #12 LEAD | 1 | 0% | 1 | EA | 138.57 | C | 1.3857 | 75 | 3 | C | 0.03 | 2.25 | 3.6357 | 6 | 8 | 10 | 124746
| #10x 3/4 P/H SELF-TAP SCREW | 2 | 0% | 2 | EA | 10.75 | C | 0.215 | 75 | 2.8 | C | 0.056 | 4.2 | 4.415 | 3.1 | 3.88 | 4.84 | 140190
| 1G DUPLEX REC PLATE - PLASTIC IVY | 1 | 0% | 1 | EA | 49.82 | C | 0.4982 | 75 | 2.7 | C | 0.027 | 2.025 | 2.5232 | 10 | 12.5 | 15 | 138432
3 | 15A 125V DUP REC - GFCI IVY W/ AUDIBLE ALARM | 1 | 0% | 1 | EA | 1325.48 | C | 13.2548 | 75 | 22 | C | 0.22 | 16.5 | 29.7548 | 27.5 | 32.5 | 37.5 | 137490
| 4 x 1 1/2" SQ BOX COMB KO | 1 | 0% | 1 | EA | 404.23 | C | 4.0423 | 75 | 23 | C | 0.23 | 17.25 | 21.2923 | 30 | 35 | 40 | 124314
| 4" SQ 1G PLSTR RING 5/8" RISE | 1 | 0% | 1 | EA | 258.01 | C | 2.5801 | 75 | 2.5 | C | 0.025 | 1.875 | 4.4551 | 15 | 20 | 25 | 124389
| GROUND SCREW W/ INSUL #12 LEAD | 1 | 0% | 1 | EA | 138.57 | C | 1.3857 | 75 | 3 | C | 0.03 | 2.25 | 3.6357 | 6 | 8 | 10 | 124746
| #10x 3/4 P/H SELF-TAP SCREW | 2 | 0% | 2 | EA | 10.75 | C | 0.215 | 75 | 2.8 | C | 0.056 | 4.2 | 4.415 | 3.1 | 3.88 | 4.84 | 140190
| 1G DUPLEX REC PLATE - PLASTIC IVY | 1 | 0% | 1 | EA | 49.82 | C | 0.4982 | 75 | 2.7 | C | 0.027 | 2.025 | 2.5232 | 10 | 12.5 | 15 | 138432
4 | 15A 125V 3W SGL REC - BRN (SG) | 1 | 0% | 1 | EA | 697.52 | C | 6.9752 | 75 | 15 | C | 0.15 | 11.25 | 18.2252 | 25 | 31.25 | 37.5 | 137505
| 4 x 1 1/2" SQ BOX COMB KO | 1 | 0% | 1 | EA | 404.23 | C | 4.0423 | 75 | 23 | C | 0.23 | 17.25 | 21.2923 | 30 | 35 | 40 | 124314
| 4" SQ 1G PLSTR RING 5/8" RISE | 1 | 0% | 1 | EA | 258.01 | C | 2.5801 | 75 | 2.5 | C | 0.025 | 1.875 | 4.4551 | 15 | 20 | 25 | 124389
| GROUND SCREW W/ INSUL #12 LEAD | 1 | 0% | 1 | EA | 138.57 | C | 1.3857 | 75 | 3 | C | 0.03 | 2.25 | 3.6357 | 6 | 8 | 10 | 124746
| #10x 3/4 P/H SELF-TAP SCREW | 2 | 0% | 2 | EA | 10.75 | C | 0.215 | 75 | 2.8 | C | 0.056 | 4.2 | 4.415 | 3.1 | 3.88 | 4.84 | 140190
| 1G SINGLE REC PLATE - PLASTIC IVY | 1 | 0% | 1 | EA | 53.54 | C | 0.5354 | 75 | 3 | C | 0.03 | 2.25 | 2.7854 | 10 | 12.5 | 15 | 138456
5 | 20A 125V DUP REC - IVY (SG) | 1 | 0% | 1 | EA | 913.25 | C | 9.1325 | 75 | 20 | C | 0.2 | 15 | 24.1325 | 30 | 37.5 | 45 | 137493
| 4 x 1 1/2" SQ BOX COMB KO | 1 | 0% | 1 | EA | 404.23 | C | 4.0423 | 75 | 23 | C | 0.23 | 17.25 | 21.2923 | 30 | 35 | 40 | 124314
| 4" SQ 1G PLSTR RING 5/8" RISE | 1 | 0% | 1 | EA | 258.01 | C | 2.5801 | 75 | 2.5 | C | 0.025 | 1.875 | 4.4551 | 15 | 20 | 25 | 124389
| GROUND SCREW W/ INSUL #12 LEAD | 1 | 0% | 1 | EA | 138.57 | C | 1.3857 | 75 | 3 | C | 0.03 | 2.25 | 3.6357 | 6 | 8 | 10 | 124746
| #10x 3/4 P/H SELF-TAP SCREW | 2 | 0% | 2 | EA | 10.75 | C | 0.215 | 75 | 2.8 | C | 0.056 | 4.2 | 4.415 | 3.1 | 3.88 | 4.84 | 140190
| 1G DUPLEX REC PLATE - PLASTIC IVY | 1 | 0% | 1 | EA | 49.82 | C | 0.4982 | 75 | 2.7 | C | 0.027 | 2.025 | 2.5232 | 10 | 12.5 | 15 | 138432
6 | 20A 125V DUP REC - ISO GRD ORG (SG) | 10 | 0% | 10 | EA | 1386.32 | C | 138.632 | 75 | 20 | C | 2 | 150 | 288.632 | 30 | 37.5 | 45 | 137589
| 4 x 1 1/2" SQ BOX COMB KO | 10 | 0% | 10 | EA | 404.23 | C | 40.423 | 75 | 23 | C | 2.3 | 172.5 | 212.923 | 30 | 35 | 40 | 124314
| 4" SQ 1G PLSTR RING 5/8" RISE | 10 | 0% | 10 | EA | 258.01 | C | 25.801 | 75 | 2.5 | C | 0.25 | 18.75 | 44.551 | 15 | 20 | 25 | 124389
| GROUND SCREW W/ INSUL #12 LEAD | 10 | 0% | 10 | EA | 138.57 | C | 13.857 | 75 | 3 | C | 0.3 | 22.5 | 36.357 | 6 | 8 | 10 | 124746
| #10x 3/4 P/H SELF-TAP SCREW | 20 | 0% | 20 | EA | 10.75 | C | 2.15 | 75 | 2.8 | C | 0.56 | 42 | 44.15 | 3.1 | 3.88 | 4.84 | 140190
| 1G DUPLEX REC PLATE - PLASTIC IVY | 10 | 0% | 10 | EA | 49.82 | C | 4.982 | 75 | 2.7 | C | 0.27 | 20.25 | 25.232 | 10 | 12.5 | 15 | 138432
7 | USB 20A 125V DUP REC - IVY (SG) | 10 | 0% | 10 | EA | 2145 | C | 214.5 | 75 | 20 | C | 2 | 150 | 364.5 | 30 | 37.5 | 45
| 4 x 1 1/2" SQ BOX COMB KO | 10 | 0% | 10 | EA | 404.23 | C | 40.423 | 75 | 23 | C | 2.3 | 172.5 | 212.923 | 30 | 35 | 40 | 124314
| 4" SQ 1G PLSTR RING 5/8" RISE | 10 | 0% | 10 | EA | 258.01 | C | 25.801 | 75 | 2.5 | C | 0.25 | 18.75 | 44.551 | 15 | 20 | 25 | 124389
| GROUND SCREW W/ INSUL #12 LEAD | 10 | 0% | 10 | EA | 138.57 | C | 13.857 | 75 | 3 | C | 0.3 | 22.5 | 36.357 | 6 | 8 | 10 | 124746
| #10x 3/4 P/H SELF-TAP SCREW | 20 | 0% | 20 | EA | 10.75 | C | 2.15 | 75 | 2.8 | C | 0.56 | 42 | 44.15 | 3.1 | 3.88 | 4.84 | 140190
| 1G USB REC PLATE - PLASTIC IVY | 10 | 0% | 10 | EA | 49.82 | C | 4.982 | 75 | 2.7 | C | 0.27 | 20.25 | 25.232 | 10 | 12.5 | 15 | 138432
8 | 20A 125V DUP REC - GFCI IVY W/ AUDIBLE ALARM | 10 | 0% | 10 | EA | 1521.63 | C | 152.163 | 75 | 25 | C | 2.5 | 187.5 | 339.663 | 35 | 40 | 45 | 137496
| 4 x 1 1/2" SQ BOX COMB KO | 10 | 0% | 10 | EA | 404.23 | C | 40.423 | 75 | 23 | C | 2.3 | 172.5 | 212.923 | 30 | 35 | 40 | 124314
| 4" SQ 1G PLSTR RING 5/8" RISE | 10 | 0% | 10 | EA | 258.01 | C | 25.801 | 75 | 2.5 | C | 0.25 | 18.75 | 44.551 | 15 | 20 | 25 | 124389
| GROUND SCREW W/ INSUL #12 LEAD | 10 | 0% | 10 | EA | 138.57 | C | 13.857 | 75 | 3 | C | 0.3 | 22.5 | 36.357 | 6 | 8 | 10 | 124746
| #10x 3/4 P/H SELF-TAP SCREW | 20 | 0% | 20 | EA | 10.75 | C | 2.15 | 75 | 2.8 | C | 0.56 | 42 | 44.15 | 3.1 | 3.88 | 4.84 | 140190
| 1G DUPLEX REC PLATE - PLASTIC IVY | 10 | 0% | 10 | EA | 49.82 | C | 4.982 | 75 | 2.7 | C | 0.27 | 20.25 | 25.232 | 10 | 12.5 | 15 | 138432
9 | 20A 125V DUP REC - AFCI IVY W/ AUDIBLE ALARM | 10 | 0% | 10 | EA | 1848.25 | C | 184.825 | 75 | 25 | C | 2.5 | 187.5 | 372.325 | 35 | 40 | 45 | 137496
| 4 x 1 1/2" SQ BOX COMB KO | 10 | 0% | 10 | EA | 404.23 | C | 40.423 | 75 | 23 | C | 2.3 | 172.5 | 212.923 | 30 | 35 | 40 | 124314
| 4" SQ 1G PLSTR RING 5/8" RISE | 10 | 0% | 10 | EA | 258.01 | C | 25.801 | 75 | 2.5 | C | 0.25 | 18.75 | 44.551 | 15 | 20 | 25 | 124389
| GROUND SCREW W/ INSUL #12 LEAD | 10 | 0% | 10 | EA | 138.57 | C | 13.857 | 75 | 3 | C | 0.3 | 22.5 | 36.357 | 6 | 8 | 10 | 124746
| #10x 3/4 P/H SELF-TAP SCREW | 20 | 0% | 20 | EA | 10.75 | C | 2.15 | 75 | 2.8 | C | 0.56 | 42 | 44.15 | 3.1 | 3.88 | 4.84 | 140190
| 1G DUPLEX REC PLATE - PLASTIC IVY | 10 | 0% | 10 | EA | 49.82 | C | 4.982 | 75 | 2.7 | C | 0.27 | 20.25 | 25.232 | 10 | 12.5 | 15 | 138432
10 | 20A 125V 3W SGL REC - BRN (SG) | 10 | 0% | 10 | EA | 798.41 | C | 79.841 | 75 | 20 | C | 2 | 150 | 229.841 | 30 | 37.5 | 45 | 137511
| 4 x 1 1/2" SQ BOX COMB KO | 10 | 0% | 10 | EA | 404.23 | C | 40.423 | 75 | 23 | C | 2.3 | 172.5 | 212.923 | 30 | 35 | 40 | 124314
| 4" SQ 1G PLSTR RING 5/8" RISE | 10 | 0% | 10 | EA | 258.01 | C | 25.801 | 75 | 2.5 | C | 0.25 | 18.75 | 44.551 | 15 | 20 | 25 | 124389
| GROUND SCREW W/ INSUL #12 LEAD | 10 | 0% | 10 | EA | 138.57 | C | 13.857 | 75 | 3 | C | 0.3 | 22.5 | 36.357 | 6 | 8 | 10 | 124746
| #10x 3/4 P/H SELF-TAP SCREW | 20 | 0% | 20 | EA | 10.75 | C | 2.15 | 75 | 2.8 | C | 0.56 | 42 | 44.15 | 3.1 | 3.88 | 4.84 | 140190
| 1G SINGLE REC PLATE - PLASTIC IVY | 10 | 0% | 10 | EA | 53.54 | C | 5.354 | 75 | 3 | C | 0.3 | 22.5 | 27.854 | 10 | 12.5 | 15 | 138456
Special REC, Acceries ALL SINGLE ONLY
11 | 20A 125V DUP REC - 6-20R | 10 | 0% | 10 | EA | 1618.96 | C | 161.896 | 75 | 20 | C | 2 | 150 | 311.896 | 25 | 30 | 35
| 4 x 1 1/2" SQ BOX COMB KO | 10 | 0% | 10 | EA | 404.23 | C | 40.423 | 75 | 23 | C | 2.3 | 172.5 | 212.923 | 30 | 35 | 40 | 124314
| GROUND SCREW W/ INSUL #12 LEAD | 10 | 0% | 10 | EA | 138.57 | C | 13.857 | 75 | 3 | C | 0.3 | 22.5 | 36.357 | 6 | 8 | 10 | 124746
| #10x 3/4 P/H SELF-TAP SCREW | 20 | 0% | 20 | EA | 10.75 | C | 2.15 | 75 | 2.8 | C | 0.56 | 42 | 44.15 | 3.1 | 3.88 | 4.84 | 140190
| REC PLATE | 10 | 0% | 10 | EA | 148.5 | C | 14.85 | 75 | 2.7 | C | 0.27 | 20.25 | 35.1 | 10 | 12.5 | 15
12 | 30A 125V DUP REC - 6-30R | 10 | 0% | 10 | EA | 2015.45 | C | 201.545 | 75 | 25 | C | 2.5 | 187.5 | 389.045 | 35 | 40 | 45
| 4 x 1 1/2" SQ BOX COMB KO | 10 | 0% | 10 | EA | 404.23 | C | 40.423 | 75 | 23 | C | 2.3 | 172.5 | 212.923 | 30 | 35 | 40 | 124314
| GROUND SCREW W/ INSUL #12 LEAD | 10 | 0% | 10 | EA | 138.57 | C | 13.857 | 75 | 3 | C | 0.3 | 22.5 | 36.357 | 6 | 8 | 10 | 124389
| #10x 3/4 P/H SELF-TAP SCREW | 20 | 0% | 20 | EA | 10.75 | C | 2.15 | 75 | 2.8 | C | 0.56 | 42 | 44.15 | 3.1 | 3.88 | 4.84 | 124746
| REC PLATE | 10 | 0% | 10 | EA | 148.5 | C | 14.85 | 75 | 2.7 | C | 0.27 | 20.25 | 35.1 | 10 | 12.5 | 15 | 140190
13 | 20A 125V DUP REC - 5-30R | 10 | 0% | 10 | EA | 1850.45 | C | 185.045 | 75 | 25 | C | 2.5 | 187.5 | 372.545 | 35 | 40 | 45
| 4 x 1 1/2" SQ BOX COMB KO | 10 | 0% | 10 | EA | 404.23 | C | 40.423 | 75 | 23 | C | 2.3 | 172.5 | 212.923 | 30 | 35 | 40 | 124314
| GROUND SCREW W/ INSUL #12 LEAD | 10 | 0% | 10 | EA | 138.57 | C | 13.857 | 75 | 3 | C | 0.3 | 22.5 | 36.357 | 6 | 8 | 10 | 124746
| #10x 3/4 P/H SELF-TAP SCREW | 20 | 0% | 20 | EA | 10.75 | C | 2.15 | 75 | 2.8 | C | 0.56 | 42 | 44.15 | 3.1 | 3.88 | 4.84 | 140190
| REC PLATE | 10 | 0% | 10 | EA | 148.5 | C | 14.85 | 75 | 2.7 | C | 0.27 | 20.25 | 35.1 | 10 | 12.5 | 15
14 | 40A 125V DUP REC - 6-40R | 10 | 0% | 10 | EA | 3419.62 | C | 341.962 | 75 | 30 | C | 3 | 225 | 566.962 | 35 | 40 | 45 | 137496
| 4 x 1 1/2" SQ BOX COMB KO | 10 | 0% | 10 | EA | 404.23 | C | 40.423 | 75 | 23 | C | 2.3 | 172.5 | 212.923 | 30 | 35 | 40 | 124314
| GROUND SCREW W/ INSUL #12 LEAD | 10 | 0% | 10 | EA | 138.57 | C | 13.857 | 75 | 3 | C | 0.3 | 22.5 | 36.357 | 6 | 8 | 10 | 124389
| #10x 3/4 P/H SELF-TAP SCREW | 20 | 0% | 20 | EA | 10.75 | C | 2.15 | 75 | 2.8 | C | 0.56 | 42 | 44.15 | 3.1 | 3.88 | 4.84 | 124746
| REC PLATE | 10 | 0% | 10 | EA | 148.5 | C | 14.85 | 75 | 2.7 | C | 0.27 | 20.25 | 35.1 | 10 | 12.5 | 15 | 140190
15 | 50A 125V DUP REC - 6-50R | 10 | 0% | 10 | EA | 4498.32 | C | 449.832 | 75 | 35 | C | 3.5 | 262.5 | 712.332 | 40 | 45 | 50 | 137496
| 4 x 1 1/2" SQ BOX COMB KO | 10 | 0% | 10 | EA | 404.23 | C | 40.423 | 75 | 23 | C | 2.3 | 172.5 | 212.923 | 30 | 35 | 40 | 124314
| GROUND SCREW W/ INSUL #12 LEAD | 10 | 0% | 10 | EA | 138.57 | C | 13.857 | 75 | 3 | C | 0.3 | 22.5 | 36.357 | 6 | 8 | 10 | 124389
| #10x 3/4 P/H SELF-TAP SCREW | 20 | 0% | 20 | EA | 10.75 | C | 2.15 | 75 | 2.8 | C | 0.56 | 42 | 44.15 | 3.1 | 3.88 | 4.84 | 124746
| REC PLATE | 10 | 0% | 10 | EA | 148.5 | C | 14.85 | 75 | 2.7 | C | 0.27 | 20.25 | 35.1 | 10 | 12.5 | 15 | 140190
16 | 60A 125V DUP REC - 6-60R | 10 | 0% | 10 | EA | 5431.96 | C | 543.196 | 75 | 40 | C | 4 | 300 | 843.196 | 45 | 50 | 55 | 137496
| 4 x 1 1/2" SQ BOX COMB KO | 10 | 0% | 10 | EA | 404.23 | C | 40.423 | 75 | 23 | C | 2.3 | 172.5 | 212.923 | 30 | 35 | 40 | 124314
| GROUND SCREW W/ INSUL #12 LEAD | 10 | 0% | 10 | EA | 138.57 | C | 13.857 | 75 | 3 | C | 0.3 | 22.5 | 36.357 | 6 | 8 | 10 | 124389
| #10x 3/4 P/H SELF-TAP SCREW | 20 | 0% | 20 | EA | 10.75 | C | 2.15 | 75 | 2.8 | C | 0.56 | 42 | 44.15 | 3.1 | 3.88 | 4.84 | 124746
| REC PLATE | 10 | 0% | 10 | EA | 148.5 | C | 14.85 | 75 | 2.7 | C | 0.27 | 20.25 | 35.1 | 10 | 12.5 | 15 | 140190
17 | 2x 20A 125V DUP REC FLUSH | 10 | 0% | 10 | [7 empty] | 0 | 0 | 0
| 20A 125V DUP REC - IVY (SG) | 20 | 0% | 20 | EA | 913.25 | C | 182.65 | 75 | 20 | C | 4 | 300 | 482.65 | 30 | 37.5 | 45 | 137493
| 4 x 1 1/2" SQ BOX COMB KO | 10 | 0% | 10 | EA | 404.23 | C | 40.423 | 75 | 23 | C | 2.3 | 172.5 | 212.923 | 30 | 35 | 40 | 124314
| 4" SQ 2G PLSTR RING 5/8" RISE | 10 | 0% | 10 | EA | 344.33 | C | 34.433 | 75 | 2.5 | C | 0.25 | 18.75 | 53.183 | 15 | 20 | 25 | 124401
| GROUND SCREW W/ INSUL #12 LEAD | 10 | 0% | 10 | EA | 138.57 | C | 13.857 | 75 | 3 | C | 0.3 | 22.5 | 36.357 | 6 | 8 | 10 | 124746
| #10x 3/4 P/H SELF-TAP SCREW | 20 | 0% | 20 | EA | 10.75 | C | 2.15 | 75 | 2.8 | C | 0.56 | 42 | 44.15 | 3.1 | 3.88 | 4.84 | 140190
| 2G DUPLEX REC PLATE - PLASTIC IVY | 10 | 0% | 10 | EA | 93.91 | C | 9.391 | 75 | 3.9 | C | 0.39 | 29.25 | 38.641 | 12 | 15 | 18 | 138435
18 | 2x 20A 125V IG REC FLUSH | 10 | 0% | 10 | EA
| 20A 125V DUP REC - ISO GRD ORG (SG) | 20 | 0% | 20 | EA | 1386.32 | C | 277.264 | 75 | 20 | C | 4 | 300 | 577.264 | 30 | 37.5 | 45 | 137589
| 4 x 1 1/2" SQ BOX COMB KO | 10 | 0% | 10 | EA | 404.23 | C | 40.423 | 75 | 23 | C | 2.3 | 172.5 | 212.923 | 30 | 35 | 40 | 124314
| 4" SQ 2G PLSTR RING 5/8" RISE | 10 | 0% | 10 | EA | 344.33 | C | 34.433 | 75 | 2.5 | C | 0.25 | 18.75 | 53.183 | 15 | 20 | 25 | 124401
| GROUND SCREW W/ INSUL #12 LEAD | 10 | 0% | 10 | EA | 138.57 | C | 13.857 | 75 | 3 | C | 0.3 | 22.5 | 36.357 | 6 | 8 | 10 | 124746
| #10x 3/4 P/H SELF-TAP SCREW | 20 | 0% | 20 | EA | 10.75 | C | 2.15 | 75 | 2.8 | C | 0.56 | 42 | 44.15 | 3.1 | 3.88 | 4.84 | 140190
| 2G DUPLEX REC PLATE - PLASTIC IVY | 10 | 0% | 10 | EA | 93.91 | C | 9.391 | 75 | 3.9 | C | 0.39 | 29.25 | 38.641 | 12 | 15 | 18 | 138435
19 | Duplex Receptacle, W/ Floor Box | 16 | 0% | 16 | EA | 913.25 | C | 146.12 | 75 | 20 | C | 3.2 | 240 | 386.12 | 30 | 37.5 | 45
| Floor Box & Cover | 16 | 0% | 16 | EA | 129.99 | E | 2079.84 | 75 | 0.6 | E | 9.6 | 720 | 2799.84 | 0.8 | 1 | 1.2
20 | QUAD Receptacle, W/ Floor Box | 16 | 0% | 16 | EA | 198.99 | E | 3183.84 | 75 | 0.8 | E | 12.8 | 960 | 4143.84 | 1 | 1.2 | 1.5
| 20A 125V DUP REC - IVY (SG) | 32 | 0% | 32 | EA | 913.25 | C | 292.24 | 75 | 20 | C | 6.4 | 480 | 772.24 | 30 | 37.5 | 45 | 137493
23 | QUAD Receptacle& DATA OUTLET W/ Floor Box | 16 | 0% | 16 | EA |  | E | 0 | 75 |  | E | 0 | 0 | 0
| 20A 125V DUP REC - IVY (SG) | 32 | 0% | 32 | EA | 913.25 | C | 292.24 | 75 | 20 | C | 6.4 | 480 | 772.24 | 30 | 37.5 | 45 | 137493
| Floor Box & Cover | 16 | 0% | 16 | EA | 248 | E | 3968 | 75 | 1 | E | 16 | 1200 | 5168
20 | HOPS 20A 125V DUP REC - IVY (SG) | 10 | 0% | 10 | EA | 2512 | C | 251.2 | 75 | 20 | C | 2 | 150 | 401.2 | 30 | 37.5 | 45
| 4 x 1 1/2" SQ BOX COMB KO | 10 | 0% | 10 | EA | 404.23 | C | 40.423 | 75 | 23 | C | 2.3 | 172.5 | 212.923 | 30 | 35 | 40
| 4" SQ 1G PLSTR RING 5/8" RISE | 10 | 0% | 10 | EA | 258.01 | C | 25.801 | 75 | 2.5 | C | 0.25 | 18.75 | 44.551 | 15 | 20 | 25
| GROUND SCREW W/ INSUL #12 LEAD | 10 | 0% | 10 | EA | 138.57 | C | 13.857 | 75 | 3 | C | 0.3 | 22.5 | 36.357 | 6 | 8 | 10
| #10x 3/4 P/H SELF-TAP SCREW | 20 | 0% | 20 | EA | 10.75 | C | 2.15 | 75 | 2.8 | C | 0.56 | 42 | 44.15 | 3.1 | 3.88 | 4.84
| 1G DUPLEX REC PLATE - PLASTIC IVY | 10 | 0% | 10 | EA | 49.82 | C | 4.982 | 75 | 2.7 | C | 0.27 | 20.25 | 25.232 | 10 | 12.5 | 15
21 | HOPS 20A 125V DUP REC ISO GRND | 10 | 0% | 10 | EA | 3395 | C | 339.5 | 75 | 20 | C | 2 | 150 | 489.5 | 30 | 37.5 | 45
| 4 x 1 1/2" SQ BOX COMB KO | 10 | 0% | 10 | EA | 404.23 | C | 40.423 | 75 | 23 | C | 2.3 | 172.5 | 212.923 | 30 | 35 | 40
| 4" SQ 1G PLSTR RING 5/8" RISE | 10 | 0% | 10 | EA | 258.01 | C | 25.801 | 75 | 2.5 | C | 0.25 | 18.75 | 44.551 | 15 | 20 | 25
| GROUND SCREW W/ INSUL #12 LEAD | 10 | 0% | 10 | EA | 138.57 | C | 13.857 | 75 | 3 | C | 0.3 | 22.5 | 36.357 | 6 | 8 | 10
| #10x 3/4 P/H SELF-TAP SCREW | 20 | 0% | 20 | EA | 10.75 | C | 2.15 | 75 | 2.8 | C | 0.56 | 42 | 44.15 | 3.1 | 3.88 | 4.84
| 1G DUPLEX REC PLATE - PLASTIC IVY | 10 | 0% | 10 | EA | 49.82 | C | 4.982 | 75 | 2.7 | C | 0.27 | 20.25 | 25.232 | 10 | 12.5 | 15
22 | HOPS GFI 20A 125V DUP REC - IVY (SG) | 10 | 0% | 10 | EA | 4950 | C | 495 | 75 | 25 | C | 2.5 | 187.5 | 682.5 | 35 | 40 | 45
| 4 x 1 1/2" SQ BOX COMB KO | 10 | 0% | 10 | EA | 404.23 | C | 40.423 | 75 | 23 | C | 2.3 | 172.5 | 212.923 | 30 | 35 | 40
| 4" SQ 1G PLSTR RING 5/8" RISE | 10 | 0% | 10 | EA | 258.01 | C | 25.801 | 75 | 2.5 | C | 0.25 | 18.75 | 44.551 | 15 | 20 | 25
| GROUND SCREW W/ INSUL #12 LEAD | 10 | 0% | 10 | EA | 138.57 | C | 13.857 | 75 | 3 | C | 0.3 | 22.5 | 36.357 | 6 | 8 | 10
| #10x 3/4 P/H SELF-TAP SCREW | 20 | 0% | 20 | EA | 10.75 | C | 2.15 | 75 | 2.8 | C | 0.56 | 42 | 44.15 | 3.1 | 3.88 | 4.84
| 1G DUPLEX REC PLATE - PLASTIC IVY | 10 | 0% | 10 | EA | 49.82 | C | 4.982 | 75 | 2.7 | C | 0.27 | 20.25 | 25.232 | 10 | 12.5 | 15
23 | Tamper 20A 125V DUP REC - IVY (SG) | 10 | 0% | 10 | EA | 1336.52 | C | 133.652 | 75 | 20 | C | 2 | 150 | 283.652 | 30 | 37.5 | 45
| 4 x 1 1/2" SQ BOX COMB KO | 10 | 0% | 10 | EA | 404.23 | C | 40.423 | 75 | 23 | C | 2.3 | 172.5 | 212.923 | 30 | 35 | 40
| 4" SQ 1G PLSTR RING 5/8" RISE | 10 | 0% | 10 | EA | 258.01 | C | 25.801 | 75 | 2.5 | C | 0.25 | 18.75 | 44.551 | 15 | 20 | 25
| GROUND SCREW W/ INSUL #12 LEAD | 10 | 0% | 10 | EA | 138.57 | C | 13.857 | 75 | 3 | C | 0.3 | 22.5 | 36.357 | 6 | 8 | 10
| #10x 3/4 P/H SELF-TAP SCREW | 20 | 0% | 20 | EA | 10.75 | C | 2.15 | 75 | 2.8 | C | 0.56 | 42 | 44.15 | 3.1 | 3.88 | 4.84
| 1G DUPLEX REC PLATE - PLASTIC IVY | 10 | 0% | 10 | EA | 49.82 | C | 4.982 | 75 | 2.7 | C | 0.27 | 20.25 | 25.232 | 10 | 12.5 | 15
24 | Tamper GFCI 20A 125V DUP REC - IVY (SG) | 10 | 0% | 10 | EA | 1971.63 | C | 197.163 | 75 | 25 | C | 2.5 | 187.5 | 384.663 | 35 | 40 | 45
| 4 x 1 1/2" SQ BOX COMB KO | 10 | 0% | 10 | EA | 404.23 | C | 40.423 | 75 | 23 | C | 2.3 | 172.5 | 212.923 | 30 | 35 | 40
| 4" SQ 1G PLSTR RING 5/8" RISE | 10 | 0% | 10 | EA | 258.01 | C | 25.801 | 75 | 2.5 | C | 0.25 | 18.75 | 44.551 | 15 | 20 | 25
| GROUND SCREW W/ INSUL #12 LEAD | 10 | 0% | 10 | EA | 138.57 | C | 13.857 | 75 | 3 | C | 0.3 | 22.5 | 36.357 | 6 | 8 | 10
| #10x 3/4 P/H SELF-TAP SCREW | 20 | 0% | 20 | EA | 10.75 | C | 2.15 | 75 | 2.8 | C | 0.56 | 42 | 44.15 | 3.1 | 3.88 | 4.84
| 1G DUPLEX REC PLATE - PLASTIC IVY | 10 | 0% | 10 | EA | 49.82 | C | 4.982 | 75 | 2.7 | C | 0.27 | 20.25 | 25.232 | 10 | 12.5 | 15
25 | Tamper 20A 125V DUP REC - ISO GRD ORG (SG) | 10 | 0% | 10 | EA | 1836.32 | C | 183.632 | 75 | 20 | C | 2 | 150 | 333.632 | 30 | 37.5 | 45
| 4 x 1 1/2" SQ BOX COMB KO | 10 | 0% | 10 | EA | 404.23 | C | 40.423 | 75 | 23 | C | 2.3 | 172.5 | 212.923 | 30 | 35 | 40
| 4" SQ 1G PLSTR RING 5/8" RISE | 10 | 0% | 10 | EA | 258.01 | C | 25.801 | 75 | 2.5 | C | 0.25 | 18.75 | 44.551 | 15 | 20 | 25
| GROUND SCREW W/ INSUL #12 LEAD | 10 | 0% | 10 | EA | 138.57 | C | 13.857 | 75 | 3 | C | 0.3 | 22.5 | 36.357 | 6 | 8 | 10
| #10x 3/4 P/H SELF-TAP SCREW | 20 | 0% | 20 | EA | 10.75 | C | 2.15 | 75 | 2.8 | C | 0.56 | 42 | 44.15 | 3.1 | 3.88 | 4.84
| 1G DUPLEX REC PLATE - PLASTIC IVY | 10 | 0% | 10 | EA | 49.82 | C | 4.982 | 75 | 2.7 | C | 0.27 | 20.25 | 25.232 | 10 | 12.5 | 15
26 | Tamper 20A 125V 3W SGL REC - BRN (SG) | 10 | 0% | 10 | EA | 1248.41 | C | 124.841 | 75 | 20 | C | 2 | 150 | 274.841 | 30 | 37.5 | 45
| 4 x 1 1/2" SQ BOX COMB KO | 10 | 0% | 10 | EA | 404.23 | C | 40.423 | 75 | 23 | C | 2.3 | 172.5 | 212.923 | 30 | 35 | 40
| 4" SQ 1G PLSTR RING 5/8" RISE | 10 | 0% | 10 | EA | 258.01 | C | 25.801 | 75 | 2.5 | C | 0.25 | 18.75 | 44.551 | 15 | 20 | 25
| GROUND SCREW W/ INSUL #12 LEAD | 10 | 0% | 10 | EA | 138.57 | C | 13.857 | 75 | 3 | C | 0.3 | 22.5 | 36.357 | 6 | 8 | 10
| #10x 3/4 P/H SELF-TAP SCREW | 20 | 0% | 20 | EA | 10.75 | C | 2.15 | 75 | 2.8 | C | 0.56 | 42 | 44.15 | 3.1 | 3.88 | 4.84
| 1G DUPLEX REC PLATE - PLASTIC IVY | 10 | 0% | 10 | EA | 49.82 | C | 4.982 | 75 | 2.7 | C | 0.27 | 20.25 | 25.232 | 10 | 12.5 | 15
27 | Tamper GFCI 20A 125V 3W SGL REC - BRN (SG) | 10 | 0% | 10 | EA | 1854.68 | C | 185.468 | 75 | 20 | C | 2 | 150 | 335.468 | 30 | 37.5 | 45
| 4 x 1 1/2" SQ BOX COMB KO | 10 | 0% | 10 | EA | 404.23 | C | 40.423 | 75 | 23 | C | 2.3 | 172.5 | 212.923 | 30 | 35 | 40
| 4" SQ 1G PLSTR RING 5/8" RISE | 10 | 0% | 10 | EA | 258.01 | C | 25.801 | 75 | 2.5 | C | 0.25 | 18.75 | 44.551 | 15 | 20 | 25
| GROUND SCREW W/ INSUL #12 LEAD | 10 | 0% | 10 | EA | 138.57 | C | 13.857 | 75 | 3 | C | 0.3 | 22.5 | 36.357 | 6 | 8 | 10
| #10x 3/4 P/H SELF-TAP SCREW | 20 | 0% | 20 | EA | 10.75 | C | 2.15 | 75 | 2.8 | C | 0.56 | 42 | 44.15 | 3.1 | 3.88 | 4.84
| 1G DUPLEX REC PLATE - PLASTIC IVY | 10 | 0% | 10 | EA | 49.82 | C | 4.982 | 75 | 2.7 | C | 0.27 | 20.25 | 25.232 | 10 | 12.5 | 15
28 | SPECIALL RECEPTACLES TAMPER PROOF
1 | Duplex Receptacle, Tamper Resistant | 1 | 0% | 1 | EA | 1336.52 | C | 13.3652 | 75 | 20 | C | 0.2 | 15 | 28.3652
2 | Duplex Receptacle GFI, Tamper Resistant | 1 | 0% | 1 | EA | 1971.63 | C | 19.7163 | 75 | 25 | C | 0.25 | 18.75 | 38.4663
3 | ISOLATED Tamper Resistant | 1 | 0% | 1 | EA | 1836.32 | C | 18.3632 | 75 | 25 | C | 0.25 | 18.75 | 37.1132
4 | ISOLATED HOSPITALL GRID | 1 | 0% | 1 | EA | 3395 | C | 33.95 | 75 | 20 | C | 0.2 | 15 | 48.95
5 | Tamper 20A 125V 3W SGL REC - BRN (SG) | 1 | 0% | 1 | EA | 1248.41 | C | 12.4841 | 75 | 20 | C | 0.2 | 15 | 27.4841 | 30 | 37.5 | 45
6 | HOSPITALL GRID | 1 | 0% | 1 | EA | 2512 | C | 25.12 | 75 | 20 | C | 0.2 | 15 | 40.12
7 | GFI HOSPITALL GRID | 1 | 0% | 1 | EA | 4950 | C | 49.5 | 75 | 25 | C | 0.25 | 18.75 | 68.25
8 | Duplex Receptacle USB Type, Tamper Resistant | 1 | 0% | 1 | EA | 2145 | C | 21.45 | 75 | 20 | C | 0.2 | 15 | 36.45
9 | CR 21 DUPLEX RECEPTACLE | 1 | 0% | 1 | EA | 498.78 | C | 4.9878 | 75 | 20 | C | 0.2 | 15 | 19.9878
10 | GF201A | 1 | 0% | 1 | EA | 1777 | C | 17.77 | 75 | 25 | C | 0.25 | 18.75 | 36.52
11 | Quad Receptacle GFI, Tamper Resistant | 1 | 0% | 1 | EA |  | E | 0 | 75 |  | E | 0 | 0 | 0
12 | Duplex Receptacle USB Integral (Hospital Grade) | 1 | 0% | 1 | EA | 2899.32 | C | 28.9932 | 75 | 20 | C | 0.2 | 15 | 43.9932
13 | 20A 125V DUP REC - AFI | 1 | 0% | 1 | EA | 1848.25 | C | 18.4825 | 75 | 25 | C | 0.25 | 18.75 | 37.2325 | 35 | 40 | 45 | 137496
14 | 20A 125V DUP REC - T-Slot | 1 | 0% | 1 | EA | 1214 | C | 12.14 | 75 | 20 | C | 0.2 | 15 | 27.14 | 30 | 37.5 | 45 | 137589
15 | 20A 125V DUP REC - GFI T-Slot | 1 | 0% | 1 | EA | 1655.5 | C | 16.555 | 75 | 20 | C | 0.2 | 15 | 31.555 | 30 | 37.5 | 45 | 137589
16 | 20A 125V 3W SGL REC - BRN (SG) | 1 | 0% | 1 | EA | 798.41 | C | 7.9841 | 75 | 20 | C | 0.2 | 15 | 22.9841 | 30 | 37.5 | 45 | 137511
17 | In Weatherproof Enclosure 2 GANG | 1 | 0% | 1 | EA | 24.98 | E | 24.98 | 75 | 0.15 | E | 0.15 | 11.25 | 36.23 | 12 | 15 | 18 | 138435
18 | In Weatherproof Enclosure 1 GANG | 1 | 0% | 1 | EA | 14.5 | E | 14.5 | 75 | 0.1 | E | 0.1 | 7.5 | 22 | 12 | 15 | 18 | 138435
1 | Grounding Screw #10, 32"X3/8" Slotted Hexagon Head, Washer face Screw | 1 | 0% | 1 | EA | 138.57 | C | 1.3857 | 75 | 3 | C | 0.03 | 2.25 | 3.6357
2 | Pig-tails To Connect Conductors To Device (Quantity Assumed) | 3 | 0% | 3 | EA | 1.02 | C | 0.0306 | 75 | 1.2 | C | 0.036 | 2.7 | 2.7306
3 | Wire Nut | 3 | 0% | 3 | EA | 67.06 | M | 0.20118 | 75 | 1.75 | C | 0.0525 | 3.9375 | 4.1387
FLUSH MOUNTED RECEPTACLES WEATHERPROOF
1 | 20A 125V DUP REC - WP GFCI IVY W/ AUDIBLE ALARM | 1 | 0% | 1 | EA | 1521.63 | C | 15.2163 | 75 | 25 | C | 0.25 | 18.75 | 33.9663 | 35 | 40 | 45 | 137496
| 4 x 1 1/2" SQ BOX COMB KO | 1 | 0% | 1 | EA | 404.23 | C | 4.0423 | 75 | 23 | C | 0.23 | 17.25 | 21.2923 | 30 | 35 | 40 | 124314
| 4" SQ 1G PLSTR RING 5/8" RISE | 1 | 0% | 1 | EA | 258.01 | C | 2.5801 | 75 | 2.5 | C | 0.025 | 1.875 | 4.4551 | 15 | 20 | 25 | 124389
| GROUND SCREW W/ INSUL #12 LEAD | 1 | 0% | 1 | EA | 138.57 | C | 1.3857 | 75 | 3 | C | 0.03 | 2.25 | 3.6357 | 6 | 8 | 10 | 124746
| #10x 3/4 P/H SELF-TAP SCREW | 2 | 0% | 2 | EA | 10.75 | C | 0.215 | 75 | 2.8 | C | 0.056 | 4.2 | 4.415 | 3.1 | 3.88 | 4.84 | 140190
| 1G DECOR WP PLATE - DEVICE MNT VERT - ALUM | 1 | 0% | 1 | EA | 850 | C | 8.5 | 75 | 6 | C | 0.06 | 4.5 | 13 | 10 | 15 | 20 | 138597

## Receptacles (FOR NM)
[12 empty] | LABOR RATE |  | 75
SR. NO. | DESCRIPTION | QUANTITY | WASTAGE | QTY WITH WASTAGE | UNIT | UNIT COST | UNIT | MATERIAL COST | LABOR RATE | LABOUR | UNIT | TOTAL HOURS | LABOR COST | TOTAL COST | NECA 1 | NECA 2 | NECA 3 | REFERENCE CODE
FLUSH MOUNTED RECEPTACLES 1G-2G
1 | 15A 125V DUP REC - IVY (SG) | 1 | 0% | 1 | EA | 815.78 | C | 8.1578 | 75 | 15 | C | 0.15 | 11.25 | 19.4078 | 25 | 31.25 | 37.5 | 137487
| 4x 1 1/2" SQ NM BOX | 1 | 0% | 1 | EA | 299.16 | C | 2.9916 | 75 | 23 | C | 0.23 | 17.25 | 20.2416 | 30 | 35 | 40 | 124314
| #10x 3/4 WOOD SCREW | 2 | 0% | 2 | EA | 6.25 | C | 0.125 | 75 | 2.8 | C | 0.056 | 4.2 | 4.325 | 3.1 | 3.88 | 4.84 | 140190
| 1G DUPLEX REC PLATE - PLASTIC IVY | 1 | 0% | 1 | EA | 49.82 | C | 0.4982 | 75 | 2.7 | C | 0.027 | 2.025 | 2.5232 | 10 | 12.5 | 15 | 138432
2 | 15A 125V DUP REC - ISO GRD ORG (SG) | 1 | 0% | 1 | EA | 1018.47 | C | 10.1847 | 75 | 15 | C | 0.15 | 11.25 | 21.4347 | 25 | 31.25 | 37.5 | 137583
| 4x 1 1/2" SQ NM BOX | 1 | 0% | 1 | EA | 299.16 | C | 2.9916 | 75 | 23 | C | 0.23 | 17.25 | 20.2416 | 30 | 35 | 40 | 124314
| #10x 3/4 WOOD SCREW | 2 | 0% | 2 | EA | 6.25 | C | 0.125 | 75 | 2.8 | C | 0.056 | 4.2 | 4.325 | 3.1 | 3.88 | 4.84 | 124389
| 1G DUPLEX REC PLATE - PLASTIC IVY | 1 | 0% | 1 | EA | 49.82 | C | 0.4982 | 75 | 2.7 | C | 0.027 | 2.025 | 2.5232 | 10 | 12.5 | 15 | 124746
3 | 15A 125V DUP REC - GFCI IVY W/ AUDIBLE ALARM | 1 | 0% | 1 | EA | 1325.48 | C | 13.2548 | 75 | 22 | C | 0.22 | 16.5 | 29.7548 | 27.5 | 32.5 | 37.5 | 137490
| 4x 1 1/2" SQ NM BOX | 1 | 0% | 1 | EA | 299.16 | C | 2.9916 | 75 | 23 | C | 0.23 | 17.25 | 20.2416 | 30 | 35 | 40 | 124314
| #10x 3/4 WOOD SCREW | 2 | 0% | 2 | EA | 6.25 | C | 0.125 | 75 | 2.8 | C | 0.056 | 4.2 | 4.325 | 3.1 | 3.88 | 4.84 | 124389
| 1G DUPLEX REC PLATE - PLASTIC IVY | 1 | 0% | 1 | EA | 49.82 | C | 0.4982 | 75 | 2.7 | C | 0.027 | 2.025 | 2.5232 | 10 | 12.5 | 15 | 124746
4 | 15A 125V 3W SGL REC - BRN (SG) | 1 | 0% | 1 | EA | 697.52 | C | 6.9752 | 75 | 15 | C | 0.15 | 11.25 | 18.2252 | 25 | 31.25 | 37.5 | 137505
| 4x 1 1/2" SQ NM BOX | 1 | 0% | 1 | EA | 299.16 | C | 2.9916 | 75 | 23 | C | 0.23 | 17.25 | 20.2416 | 30 | 35 | 40 | 124314
| #10x 3/4 WOOD SCREW | 2 | 0% | 2 | EA | 6.25 | C | 0.125 | 75 | 2.8 | C | 0.056 | 4.2 | 4.325 | 3.1 | 3.88 | 4.84 | 124389
| 1G SINGLE REC PLATE - PLASTIC IVY | 1 | 0% | 1 | EA | 53.54 | C | 0.5354 | 75 | 3 | C | 0.03 | 2.25 | 2.7854 | 10 | 12.5 | 15 | 124746
5 | 20A 125V DUP REC - IVY (SG) | 10 | 0% | 10 | EA | 913.25 | C | 91.325 | 75 | 20 | C | 2 | 150 | 241.325 | 30 | 37.5 | 45 | 137493
| 4x 1 1/2" SQ NM BOX | 10 | 0% | 10 | EA | 299.16 | C | 29.916 | 75 | 23 | C | 2.3 | 172.5 | 202.416 | 30 | 35 | 40 | 124314
| #10x 3/4 WOOD SCREW | 20 | 0% | 20 | EA | 6.25 | C | 1.25 | 75 | 2.8 | C | 0.56 | 42 | 43.25 | 3.1 | 3.88 | 4.84 | 124389
| 1G DUPLEX REC PLATE - PLASTIC IVY | 10 | 0% | 10 | EA | 49.82 | C | 4.982 | 75 | 2.7 | C | 0.27 | 20.25 | 25.232 | 10 | 12.5 | 15 | 124746
6 | 20A 125V DUP REC - ISO GRD ORG (SG) | 10 | 0% | 10 | EA | 1386.32 | C | 138.632 | 75 | 20 | C | 2 | 150 | 288.632 | 30 | 37.5 | 45 | 137589
| 4x 1 1/2" SQ NM BOX | 10 | 0% | 10 | EA | 299.16 | C | 29.916 | 75 | 23 | C | 2.3 | 172.5 | 202.416 | 30 | 35 | 40 | 124314
| #10x 3/4 WOOD SCREW | 20 | 0% | 20 | EA | 6.25 | C | 1.25 | 75 | 2.8 | C | 0.56 | 42 | 43.25 | 3.1 | 3.88 | 4.84 | 124389
| 1G DUPLEX REC PLATE - PLASTIC IVY | 10 | 0% | 10 | EA | 49.82 | C | 4.982 | 75 | 2.7 | C | 0.27 | 20.25 | 25.232 | 10 | 12.5 | 15 | 124746
7 | USB 20A 125V DUP REC - IVY (SG) | 10 | 0% | 10 | EA | 2145 | C | 214.5 | 75 | 20 | C | 2 | 150 | 364.5 | 30 | 37.5 | 45
| 4x 1 1/2" SQ NM BOX | 10 | 0% | 10 | EA | 299.16 | C | 29.916 | 75 | 23 | C | 2.3 | 172.5 | 202.416 | 30 | 35 | 40 | 124314
| #10x 3/4 WOOD SCREW | 20 | 0% | 20 | EA | 6.25 | C | 1.25 | 75 | 2.8 | C | 0.56 | 42 | 43.25 | 3.1 | 3.88 | 4.84 | 124389
| 1G USB REC PLATE - PLASTIC IVY | 10 | 0% | 10 | EA | 49.82 | C | 4.982 | 75 | 2.7 | C | 0.27 | 20.25 | 25.232 | 10 | 12.5 | 15 | 124746
8 | 20A 125V DUP REC - GFCI IVY W/ AUDIBLE ALARM | 10 | 0% | 10 | EA | 1521.63 | C | 152.163 | 75 | 25 | C | 2.5 | 187.5 | 339.663 | 35 | 40 | 45 | 137496
| 4x 1 1/2" SQ NM BOX | 10 | 0% | 10 | EA | 299.16 | C | 29.916 | 75 | 23 | C | 2.3 | 172.5 | 202.416 | 30 | 35 | 40 | 124314
| #10x 3/4 WOOD SCREW | 20 | 0% | 20 | EA | 6.25 | C | 1.25 | 75 | 2.8 | C | 0.56 | 42 | 43.25 | 3.1 | 3.88 | 4.84 | 124389
| 1G DUPLEX REC PLATE - PLASTIC IVY | 10 | 0% | 10 | EA | 49.82 | C | 4.982 | 75 | 2.7 | C | 0.27 | 20.25 | 25.232 | 10 | 12.5 | 15 | 124746
9 | 20A 125V DUP REC - AFCI IVY W/ AUDIBLE ALARM | 10 | 0% | 10 | EA | 1848.25 | C | 184.825 | 75 | 25 | C | 2.5 | 187.5 | 372.325 | 35 | 40 | 45 | 137496
| 4x 1 1/2" SQ NM BOX | 10 | 0% | 10 | EA | 299.16 | C | 29.916 | 75 | 23 | C | 2.3 | 172.5 | 202.416 | 30 | 35 | 40 | 124314
| #10x 3/4 WOOD SCREW | 20 | 0% | 20 | EA | 6.25 | C | 1.25 | 75 | 2.8 | C | 0.56 | 42 | 43.25 | 3.1 | 3.88 | 4.84 | 124389
| 1G DUPLEX REC PLATE - PLASTIC IVY | 10 | 0% | 10 | EA | 49.82 | C | 4.982 | 75 | 2.7 | C | 0.27 | 20.25 | 25.232 | 10 | 12.5 | 15 | 124746
10 | 20A 125V 3W SGL REC - BRN (SG) | 10 | 0% | 10 | EA | 798.41 | C | 79.841 | 75 | 20 | C | 2 | 150 | 229.841 | 30 | 37.5 | 45 | 137511
| 4x 1 1/2" SQ NM BOX | 10 | 0% | 10 | EA | 299.16 | C | 29.916 | 75 | 23 | C | 2.3 | 172.5 | 202.416 | 30 | 35 | 40 | 124314
| #10x 3/4 WOOD SCREW | 20 | 0% | 20 | EA | 6.25 | C | 1.25 | 75 | 2.8 | C | 0.56 | 42 | 43.25 | 3.1 | 3.88 | 4.84 | 124389
| 1G SINGLE REC PLATE - PLASTIC IVY | 10 | 0% | 10 | EA | 53.54 | C | 5.354 | 75 | 3 | C | 0.3 | 22.5 | 27.854 | 10 | 12.5 | 15 | 124746
11 | 20A 125V DUP REC - 6-20R | 10 | 0% | 10 | EA | 1618.96 | C | 161.896 | 75 | 20 | C | 2 | 150 | 311.896 | 25 | 30 | 35
| 4x 1 1/2" SQ NM BOX | 10 | 0% | 10 | EA | 299.16 | C | 29.916 | 75 | 23 | C | 2.3 | 172.5 | 202.416 | 30 | 35 | 40 | 124314
| #10x 3/4 WOOD SCREW | 20 | 0% | 20 | EA | 6.25 | C | 1.25 | 75 | 2.8 | C | 0.56 | 42 | 43.25 | 3.1 | 3.88 | 4.84 | 124746
| REC PLATE | 10 | 0% | 10 | EA | 148.5 | C | 14.85 | 75 | 2.7 | C | 0.27 | 20.25 | 35.1 | 10 | 12.5 | 15 | 140190
12 | 20A 125V DUP REC - 6-30R | 10 | 0% | 10 | EA | 2015.45 | C | 201.545 | 75 | 25 | C | 2.5 | 187.5 | 389.045 | 30 | 35 | 40
| 4x 1 1/2" SQ NM BOX | 10 | 0% | 10 | EA | 299.16 | C | 29.916 | 75 | 23 | C | 2.3 | 172.5 | 202.416 | 30 | 35 | 40 | 124314
| #10x 3/4 WOOD SCREW | 20 | 0% | 20 | EA | 6.25 | C | 1.25 | 75 | 2.8 | C | 0.56 | 42 | 43.25 | 3.1 | 3.88 | 4.84 | 124389
| REC PLATE | 10 | 0% | 10 | EA | 148.5 | C | 14.85 | 75 | 2.7 | C | 0.27 | 20.25 | 35.1 | 10 | 12.5 | 15 | 124746
13 | 40A 125V DUP REC - 6-40R | 10 | 0% | 10 | EA | 3419.62 | C | 341.962 | 75 | 30 | C | 3 | 225 | 566.962 | 35 | 40 | 45 | 137496
| 4x 1 1/2" SQ NM BOX | 10 | 0% | 10 | EA | 299.16 | C | 29.916 | 75 | 23 | C | 2.3 | 172.5 | 202.416 | 30 | 35 | 40 | 124314
| #10x 3/4 WOOD SCREW | 20 | 0% | 20 | EA | 6.25 | C | 1.25 | 75 | 2.8 | C | 0.56 | 42 | 43.25 | 3.1 | 3.88 | 4.84 | 124389
| REC PLATE | 10 | 0% | 10 | EA | 148.5 | C | 14.85 | 75 | 2.7 | C | 0.27 | 20.25 | 35.1 | 10 | 12.5 | 15 | 124746
14 | 50A 125V DUP REC - 6-50R | 10 | 0% | 10 | EA | 4498.32 | C | 449.832 | 75 | 35 | C | 3.5 | 262.5 | 712.332 | 40 | 45 | 50 | 137496
| 4x 1 1/2" SQ NM BOX | 10 | 0% | 10 | EA | 299.16 | C | 29.916 | 75 | 23 | C | 2.3 | 172.5 | 202.416 | 30 | 35 | 40 | 124314
| #10x 3/4 WOOD SCREW | 20 | 0% | 20 | EA | 6.25 | C | 1.25 | 75 | 2.8 | C | 0.56 | 42 | 43.25 | 3.1 | 3.88 | 4.84 | 124389
| REC PLATE | 10 | 0% | 10 | EA | 148.5 | C | 14.85 | 75 | 2.7 | C | 0.27 | 20.25 | 35.1 | 10 | 12.5 | 15 | 124746
15 | 60A 125V DUP REC - 6-60R | 10 | 0% | 10 | EA | 5431.96 | C | 543.196 | 75 | 40 | C | 4 | 300 | 843.196 | 45 | 50 | 55 | 137496
| 4x 1 1/2" SQ NM BOX | 10 | 0% | 10 | EA | 299.16 | C | 29.916 | 75 | 23 | C | 2.3 | 172.5 | 202.416 | 30 | 35 | 40 | 124314
| #10x 3/4 WOOD SCREW | 20 | 0% | 20 | EA | 6.25 | C | 1.25 | 75 | 2.8 | C | 0.56 | 42 | 43.25 | 3.1 | 3.88 | 4.84 | 124389
| REC PLATE | 10 | 0% | 10 | EA | 148.5 | C | 14.85 | 75 | 2.7 | C | 0.27 | 20.25 | 35.1 | 10 | 12.5 | 15 | 124746
16 | 2x 20A 125V DUP REC FLUSH | 10 | 0% | 10 | [7 empty] | 0 | 0 | 0
| 20A 125V DUP REC - IVY (SG) | 20 | 0% | 20 | EA | 913.25 | C | 182.65 | 75 | 20 | C | 4 | 300 | 482.65 | 30 | 37.5 | 45 | 137493
| 4x 1 1/2" SQ NM BOX | 10 | 0% | 10 | EA | 299.16 | C | 29.916 | 75 | 23 | C | 2.3 | 172.5 | 202.416 | 30 | 35 | 40 | 137589
| #10x 3/4 WOOD SCREW | 20 | 0% | 20 | EA | 6.25 | C | 1.25 | 75 | 2.8 | C | 0.56 | 42 | 43.25 | 3.1 | 3.88 | 4.84 | 124314
| 2G DUPLEX REC PLATE - PLASTIC IVY | 10 | 0% | 10 | EA | 93.91 | C | 9.391 | 75 | 3.9 | C | 0.39 | 29.25 | 38.641 | 12 | 15 | 18 | 124401
17 | 2x 20A 125V IG REC FLUSH | 10 | 0% | 10 | EA
| 20A 125V DUP REC - IVY (SG) | 20 | 0% | 20 | EA | 1386.32 | C | 277.264 | 75 | 20 | C | 4 | 300 | 577.264 | 30 | 37.5 | 45 | 137493
| 4x 1 1/2" SQ NM BOX | 10 | 0% | 10 | EA | 299.16 | C | 29.916 | 75 | 23 | C | 2.3 | 172.5 | 202.416 | 30 | 35 | 40 | 137589
| #10x 3/4 WOOD SCREW | 20 | 0% | 20 | EA | 6.25 | C | 1.25 | 75 | 2.8 | C | 0.56 | 42 | 43.25 | 3.1 | 3.88 | 4.84 | 124314
| 2G DUPLEX REC PLATE - PLASTIC IVY | 10 | 0% | 10 | EA | 93.91 | C | 9.391 | 75 | 3.9 | C | 0.39 | 29.25 | 38.641 | 12 | 15 | 18 | 124401
18 | Duplex Receptacle, W/ Floor Box | 16 | 0% | 16 | EA | 913.25 | C | 146.12 | 75 | 20 | C | 3.2 | 240 | 386.12 | 30 | 37.5 | 45
| Floor Box & Cover | 16 | 0% | 16 | EA | 129.99 | E | 2079.84 | 75 | 0.6 | E | 9.6 | 720 | 2799.84 | 0.8 | 1 | 1.2
19 | QUAD Receptacle, W/ Floor Box | 16 | 0% | 16 | EA | 198.99 | E | 3183.84 | 75 | 0.8 | E | 12.8 | 960 | 4143.84 | 1 | 1.2 | 1.5
| 20A 125V DUP REC - IVY (SG) | 32 | 0% | 32 | EA | 913.25 | C | 292.24 | 75 | 20 | C | 6.4 | 480 | 772.24 | 30 | 37.5 | 45 | 137493
20 | HOPS 20A 125V DUP REC - IVY (SG) | 10 | 0% | 10 | EA | 2512 | C | 251.2 | 75 | 20 | C | 2 | 150 | 401.2 | 30 | 37.5 | 45
| 4x 1 1/2" SQ NM BOX | 10 | 0% | 10 | EA | 299.16 | C | 29.916 | 75 | 23 | C | 2.3 | 172.5 | 202.416 | 30 | 35 | 40
| #10x 3/4 WOOD SCREW | 20 | 0% | 20 | EA | 6.25 | C | 1.25 | 75 | 2.8 | C | 0.56 | 42 | 43.25 | 3.1 | 3.88 | 4.84
| 1G DUPLEX REC PLATE - PLASTIC IVY | 10 | 0% | 10 | EA | 49.82 | C | 4.982 | 75 | 2.7 | C | 0.27 | 20.25 | 25.232 | 10 | 12.5 | 15
21 | HOPS 20A 125V DUP REC ISO GRND | 10 | 0% | 10 | EA | 3395 | C | 339.5 | 75 | 20 | C | 2 | 150 | 489.5 | 30 | 37.5 | 45
| 4x 1 1/2" SQ NM BOX | 10 | 0% | 10 | EA | 299.16 | C | 29.916 | 75 | 23 | C | 2.3 | 172.5 | 202.416 | 30 | 35 | 40
| #10x 3/4 WOOD SCREW | 20 | 0% | 20 | EA | 6.25 | C | 1.25 | 75 | 2.8 | C | 0.56 | 42 | 43.25 | 3.1 | 3.88 | 4.84
| 1G DUPLEX REC PLATE - PLASTIC IVY | 10 | 0% | 10 | EA | 49.82 | C | 4.982 | 75 | 2.7 | C | 0.27 | 20.25 | 25.232 | 10 | 12.5 | 15
22 | HOPS GFI 20A 125V DUP REC - IVY (SG) | 10 | 0% | 10 | EA | 4950 | C | 495 | 75 | 25 | C | 2.5 | 187.5 | 682.5 | 35 | 40 | 45
| 4x 1 1/2" SQ NM BOX | 10 | 0% | 10 | EA | 299.16 | C | 29.916 | 75 | 23 | C | 2.3 | 172.5 | 202.416 | 30 | 35 | 40
| #10x 3/4 WOOD SCREW | 20 | 0% | 20 | EA | 6.25 | C | 1.25 | 75 | 2.8 | C | 0.56 | 42 | 43.25 | 3.1 | 3.88 | 4.84
| 1G DUPLEX REC PLATE - PLASTIC IVY | 10 | 0% | 10 | EA | 49.82 | C | 4.982 | 75 | 2.7 | C | 0.27 | 20.25 | 25.232 | 10 | 12.5 | 15
23 | Tamper 20A 125V DUP REC - IVY (SG) | 10 | 0% | 10 | EA | 1336.52 | C | 133.652 | 75 | 20 | C | 2 | 150 | 283.652 | 30 | 37.5 | 45
| 4x 1 1/2" SQ NM BOX | 10 | 0% | 10 | EA | 299.16 | C | 29.916 | 75 | 23 | C | 2.3 | 172.5 | 202.416 | 30 | 35 | 40
| #10x 3/4 WOOD SCREW | 20 | 0% | 20 | EA | 6.25 | C | 1.25 | 75 | 2.8 | C | 0.56 | 42 | 43.25 | 3.1 | 3.88 | 4.84
| 1G DUPLEX REC PLATE - PLASTIC IVY | 10 | 0% | 10 | EA | 49.82 | C | 4.982 | 75 | 2.7 | C | 0.27 | 20.25 | 25.232 | 10 | 12.5 | 15
24 | Tamper GFCI 20A 125V DUP REC - IVY (SG) | 10 | 0% | 10 | EA | 1971.63 | C | 197.163 | 75 | 25 | C | 2.5 | 187.5 | 384.663 | 35 | 40 | 45
| 4x 1 1/2" SQ NM BOX | 10 | 0% | 10 | EA | 299.16 | C | 29.916 | 75 | 23 | C | 2.3 | 172.5 | 202.416 | 30 | 35 | 40
| #10x 3/4 WOOD SCREW | 20 | 0% | 20 | EA | 6.25 | C | 1.25 | 75 | 2.8 | C | 0.56 | 42 | 43.25 | 3.1 | 3.88 | 4.84
| 1G DUPLEX REC PLATE - PLASTIC IVY | 10 | 0% | 10 | EA | 49.82 | C | 4.982 | 75 | 2.7 | C | 0.27 | 20.25 | 25.232 | 10 | 12.5 | 15
25 | Tamper 20A 125V DUP REC - ISO GRD ORG (SG) | 10 | 0% | 10 | EA | 1836.32 | C | 183.632 | 75 | 20 | C | 2 | 150 | 333.632 | 30 | 37.5 | 45
| 4x 1 1/2" SQ NM BOX | 10 | 0% | 10 | EA | 299.16 | C | 29.916 | 75 | 23 | C | 2.3 | 172.5 | 202.416 | 30 | 35 | 40
| #10x 3/4 WOOD SCREW | 20 | 0% | 20 | EA | 6.25 | C | 1.25 | 75 | 2.8 | C | 0.56 | 42 | 43.25 | 3.1 | 3.88 | 4.84
| 1G DUPLEX REC PLATE - PLASTIC IVY | 10 | 0% | 10 | EA | 49.82 | C | 4.982 | 75 | 2.7 | C | 0.27 | 20.25 | 25.232 | 10 | 12.5 | 15
26 | Tamper 20A 125V 3W SGL REC - BRN (SG) | 10 | 0% | 10 | EA | 1248.41 | C | 124.841 | 75 | 20 | C | 2 | 150 | 274.841 | 30 | 37.5 | 45
| 4x 1 1/2" SQ NM BOX | 10 | 0% | 10 | EA | 299.16 | C | 29.916 | 75 | 23 | C | 2.3 | 172.5 | 202.416 | 30 | 35 | 40
| #10x 3/4 WOOD SCREW | 20 | 0% | 20 | EA | 6.25 | C | 1.25 | 75 | 2.8 | C | 0.56 | 42 | 43.25 | 3.1 | 3.88 | 4.84
| 1G DUPLEX REC PLATE - PLASTIC IVY | 10 | 0% | 10 | EA | 49.82 | C | 4.982 | 75 | 2.7 | C | 0.27 | 20.25 | 25.232 | 10 | 12.5 | 15
27 | Tamper GFCI 20A 125V 3W SGL REC - BRN (SG) | 10 | 0% | 10 | EA | 1854.68 | C | 185.468 | 75 | 20 | C | 2 | 150 | 335.468 | 30 | 37.5 | 45
| 4x 1 1/2" SQ NM BOX | 10 | 0% | 10 | EA | 299.16 | C | 29.916 | 75 | 23 | C | 2.3 | 172.5 | 202.416 | 30 | 35 | 40
| #10x 3/4 WOOD SCREW | 20 | 0% | 20 | EA | 6.25 | C | 1.25 | 75 | 2.8 | C | 0.56 | 42 | 43.25 | 3.1 | 3.88 | 4.84
| 1G DUPLEX REC PLATE - PLASTIC IVY | 10 | 0% | 10 | EA | 49.82 | C | 4.982 | 75 | 2.7 | C | 0.27 | 20.25 | 25.232 | 10 | 12.5 | 15
RECEPTACLES WEATHERPROOF
1 | 20A 125V DUP REC - GFCI IVY W/ AUDIBLE ALARM | 1 | 0% | 1 | EA | 1521.63 | C | 15.2163 | 75 | 25 | C | 0.25 | 18.75 | 33.9663 | 35 | 40 | 45 | 137496
| 4x 1 1/2" SQ NM BOX | 1 | 0% | 1 | EA | 299.16 | C | 2.9916 | 75 | 23 | C | 0.23 | 17.25 | 20.2416 | 30 | 35 | 40 | 124314
| #10x 3/4 WOOD SCREW | 2 | 0% | 2 | EA | 6.25 | C | 0.125 | 75 | 2.8 | C | 0.056 | 4.2 | 4.325 | 3.1 | 3.88 | 4.84 | 124389
| 1G DECOR WP PLATE - DEVICE MNT VERT - ALUM | 1 | 0% | 1 | EA | 850 | C | 8.5 | 75 | 6 | C | 0.06 | 4.5 | 13 | 10 | 15 | 20 | 124746

## Switches
[12 empty] | LABOR RATE |  | 75
SR. NO. | DESCRIPTION | QUANTITY | WASTAGE | QTY WITH WASTAGE | UNIT | UNIT COST | UNIT | MATERIAL COST | LABOR RATE | LABOUR | UNIT | TOTAL HOURS | LABOR COST | TOTAL COST | NECA 1 | NECA 2 | NECA 3 | REFERENCE CODE
SWITCHES - FLUSH
1 | 1 x 15A S/P SW FLUSH
| 15A 120-277V S/P SW - TOGGLE IVY (SG) | 1 | 0% | 1 | EA | 531 | C | 5.31 | 75 | 14 | C | 0.14 | 10.5 | 15.81 | 20 | 25 | 30 | 136860
| 4 x 1 1/2" SQ BOX COMB KO | 1 | 0% | 1 | EA | 404.23 | C | 4.0423 | 75 | 23 | C | 0.23 | 17.25 | 21.2923 | 30 | 35 | 40 | 124314
| 4" SQ 1G PLSTR RING 5/8" RISE | 1 | 0% | 1 | EA | 258.01 | C | 2.5801 | 75 | 2.5 | C | 0.025 | 1.875 | 4.4551 | 15 | 20 | 25 | 124389
| GROUND SCREW W/ INSUL #12 LEAD | 1 | 0% | 1 | EA | 138.57 | C | 1.3857 | 75 | 3 | C | 0.03 | 2.25 | 3.6357 | 6 | 8 | 10 | 124746
| #8x 3/4 P/H SELF-TAP SCREW | 2 | 0% | 2 | EA | 13.02 | C | 0.2604 | 75 | 2.6 | C | 0.052 | 3.9 | 4.1604 | 3.1 | 3.88 | 4.84 | 140166
| 1G TGL SWITCH PLATE - PLASTIC IVY | 1 | 0% | 1 | EA | 52.48 | C | 0.5248 | 75 | 3 | C | 0.03 | 2.25 | 2.7748 | 10 | 12.5 | 15 | 138414
2 | 1 x 20A S/P SW FLUSH
| 20A 120-277V S/P SW - TOGGLE IVY (SG) | 1 | 0% | 1 | EA | 563 | C | 5.63 | 75 | 14 | C | 0.14 | 10.5 | 16.13 | 25 | 31.25 | 37.5 | 136872
| 4 x 1 1/2" SQ BOX COMB KO | 1 | 0% | 1 | EA | 404.23 | C | 4.0423 | 75 | 23 | C | 0.23 | 17.25 | 21.2923 | 30 | 35 | 40 | 124314
| 4" SQ 1G PLSTR RING 5/8" RISE | 1 | 0% | 1 | EA | 258.01 | C | 2.5801 | 75 | 2.5 | C | 0.025 | 1.875 | 4.4551 | 15 | 20 | 25 | 124389
| GROUND SCREW W/ INSUL #12 LEAD | 1 | 0% | 1 | EA | 138.57 | C | 1.3857 | 75 | 3 | C | 0.03 | 2.25 | 3.6357 | 6 | 8 | 10 | 124746
| #8x 3/4 P/H SELF-TAP SCREW | 2 | 0% | 2 | EA | 13.02 | C | 0.2604 | 75 | 2.6 | C | 0.052 | 3.9 | 4.1604 | 3.1 | 3.88 | 4.84 | 140166
| 1G TGL SWITCH PLATE - PLASTIC IVY | 1 | 0% | 1 | EA | 52.48 | C | 0.5248 | 75 | 3 | C | 0.03 | 2.25 | 2.7748 | 10 | 12.5 | 15 | 138414
2 | 1x 15A 3/W SW FLUSH
| 15A 120-277V 3/W SW - TOGGLE IVY (SG) | 10 | 0% | 10 | EA | 793 | C | 79.3 | 75 | 20 | C | 2 | 150 | 229.3 | 30 | 43.75 | 52.5 | 136866
| 4 x 1 1/2" SQ BOX COMB KO | 10 | 0% | 10 | EA | 404.23 | C | 40.423 | 75 | 23 | C | 2.3 | 172.5 | 212.923 | 30 | 35 | 40 | 124314
| 4" SQ 1G PLSTR RING 5/8" RISE | 10 | 0% | 10 | EA | 258.01 | C | 25.801 | 75 | 2.5 | C | 0.25 | 18.75 | 44.551 | 15 | 20 | 25 | 124389
| GROUND SCREW W/ INSUL #12 LEAD | 10 | 0% | 10 | EA | 138.57 | C | 13.857 | 75 | 3 | C | 0.3 | 22.5 | 36.357 | 6 | 8 | 10 | 124746
| #8x 3/4 P/H SELF-TAP SCREW | 20 | 0% | 20 | EA | 13.02 | C | 2.604 | 75 | 2.6 | C | 0.52 | 39 | 41.604 | 3.1 | 3.88 | 4.84 | 140166
| 1G TGL SWITCH PLATE - PLASTIC IVY | 10 | 0% | 10 | EA | 52.48 | C | 5.248 | 75 | 3 | C | 0.3 | 22.5 | 27.748 | 10 | 12.5 | 15 | 138414
3 | 1x 15A 4/W SW FLUSH
| 15A 120-277V 4/W SW - TOGGLE IVY (SG) | 1 | 0% | 1 | EA | 2436 | C | 24.36 | 75 | 22 | C | 0.22 | 16.5 | 40.86 | 40 | 50 | 60 | 136869
| 4 x 1 1/2" SQ BOX COMB KO | 1 | 0% | 1 | EA | 404.23 | C | 4.0423 | 75 | 23 | C | 0.23 | 17.25 | 21.2923 | 30 | 35 | 40 | 124314
| 4" SQ 1G PLSTR RING 5/8" RISE | 1 | 0% | 1 | EA | 258.01 | C | 2.5801 | 75 | 2.5 | C | 0.025 | 1.875 | 4.4551 | 15 | 20 | 25 | 124389
| GROUND SCREW W/ INSUL #12 LEAD | 1 | 0% | 1 | EA | 138.57 | C | 1.3857 | 75 | 3 | C | 0.03 | 2.25 | 3.6357 | 6 | 8 | 10 | 124746
| #8x 3/4 P/H SELF-TAP SCREW | 2 | 0% | 2 | EA | 13.02 | C | 0.2604 | 75 | 2.6 | C | 0.052 | 3.9 | 4.1604 | 3.1 | 3.88 | 4.84 | 140166
| 1G TGL SWITCH PLATE - PLASTIC IVY | 1 | 0% | 1 | EA | 52.48 | C | 0.5248 | 75 | 3 | C | 0.03 | 2.25 | 2.7748 | 10 | 12.5 | 15 | 138414
4 | 2-GANG SWITCH BANK | 10 | 0% | 10
| 15A 120-277V S/P SW - TOGGLE IVY (SG) | 20 | 0% | 20 | EA | 531 | C | 106.2 | 75 | 14 | C | 2.8 | 210 | 316.2 | 20 | 25 | 30 | 136860
| 4 x 1 1/2" SQ BOX COMB KO | 10 | 0% | 10 | EA | 404.23 | C | 40.423 | 75 | 23 | C | 2.3 | 172.5 | 212.923 | 30 | 35 | 40 | 124314
| 4" SQ 2G PLSTR RING 5/8" RISE | 10 | 0% | 10 | EA | 344.33 | C | 34.433 | 75 | 2.5 | C | 0.25 | 18.75 | 53.183 | 15 | 20 | 25 | 124401
| GROUND SCREW W/ INSUL #12 LEAD | 10 | 0% | 10 | EA | 138.57 | C | 13.857 | 75 | 3 | C | 0.3 | 22.5 | 36.357 | 6 | 8 | 10 | 124746
| #8x 3/4 P/H SELF-TAP SCREW | 20 | 0% | 20 | EA | 13.02 | C | 2.604 | 75 | 2.6 | C | 0.52 | 39 | 41.604 | 3.1 | 3.88 | 4.84 | 140166
| 2G TGL SWITCH PLATE - PLASTIC IVY | 10 | 0% | 10 | EA | 101.91 | C | 10.191 | 75 | 4.5 | C | 0.45 | 33.75 | 43.941 | 12 | 15 | 18 | 138417
5 | 2-GANG SWITCH BANK | 1 | 0% | 1
| 20A 120-277V 3/W SW - TOGGLE IVY (SG) | 2 | 0% | 2 | EA | 755 | C | 15.1 | 75 | 20 | C | 0.4 | 30 | 45.1 | 40 | 50 | 60 | 136878
| 4 x 1 1/2" SQ BOX COMB KO | 1 | 0% | 1 | EA | 404.23 | C | 4.0423 | 75 | 23 | C | 0.23 | 17.25 | 21.2923 | 30 | 35 | 40 | 124314
| 4" SQ 2G PLSTR RING 5/8" RISE | 1 | 0% | 1 | EA | 344.33 | C | 3.4433 | 75 | 2.5 | C | 0.025 | 1.875 | 5.3183 | 15 | 20 | 25 | 124401
| GROUND SCREW W/ INSUL #12 LEAD | 1 | 0% | 1 | EA | 138.57 | C | 1.3857 | 75 | 3 | C | 0.03 | 2.25 | 3.6357 | 6 | 8 | 10 | 124746
| #8x 3/4 P/H SELF-TAP SCREW | 2 | 0% | 2 | EA | 13.02 | C | 0.2604 | 75 | 2.6 | C | 0.052 | 3.9 | 4.1604 | 3.1 | 3.88 | 4.84 | 140166
| 2G TGL SWITCH PLATE - PLASTIC IVY | 1 | 0% | 1 | EA | 101.91 | C | 1.0191 | 75 | 4.5 | C | 0.045 | 3.375 | 4.3941 | 12 | 15 | 18 | 138417
6 | 3-GANG SWITCH BANK | 10 | 0% | 10
| 15A 120-277V 3/W SW - TOGGLE IVY (SG) | 30 | 0% | 30 | EA | 793 | C | 237.9 | 75 | 20 | C | 6 | 450 | 687.9 | 35 | 43.75 | 52.5 | 136866
| 3G CONCENTRIC KO BOX | 10 | 0% | 10 | EA | 3413.8 | C | 341.38 | 75 | 26 | C | 2.6 | 195 | 536.38 | 27 | 32 | 37 | 124662
| 3G BOX DEVICE COVER 3/4" RISE | 10 | 0% | 10 | EA | 1047.7 | C | 104.77 | 75 | 3.5 | C | 0.35 | 26.25 | 131.02 | 15 | 20 | 25 | 124689
| GROUND SCREW W/ INSUL #12 LEAD | 10 | 0% | 10 | EA | 138.57 | C | 13.857 | 75 | 3 | C | 0.3 | 22.5 | 36.357 | 6 | 8 | 10 | 124746
| #8x 3/4 P/H SELF-TAP SCREW | 20 | 0% | 20 | EA | 13.02 | C | 2.604 | 75 | 2.6 | C | 0.52 | 39 | 41.604 | 3.1 | 3.88 | 4.84 | 140166
| 3G TGL SWITCH PLATE - PLASTIC IVY | 10 | 0% | 10 | EA | 155.94 | C | 15.594 | 75 | 6 | C | 0.6 | 45 | 60.594 | 14 | 17.5 | 21 | 138420
7 | 3-GANG SWITCH BANK | 1 | 0% | 1
| 20A 120-277V S/P SW - TOGGLE IVY (SG) | 3 | 0% | 3 | EA | 563 | C | 16.89 | 75 | 14 | C | 0.42 | 31.5 | 48.39 | 25 | 31.25 | 37.5 | 136872
| 3G CONCENTRIC KO BOX | 1 | 0% | 1 | EA | 3413.8 | C | 34.138 | 75 | 26 | C | 0.26 | 19.5 | 53.638 | 27 | 32 | 37 | 124662
| 3G BOX DEVICE COVER 3/4" RISE | 1 | 0% | 1 | EA | 1047.7 | C | 10.477 | 75 | 3.5 | C | 0.035 | 2.625 | 13.102 | 15 | 20 | 25 | 124689
| GROUND SCREW W/ INSUL #12 LEAD | 1 | 0% | 1 | EA | 138.57 | C | 1.3857 | 75 | 3 | C | 0.03 | 2.25 | 3.6357 | 6 | 8 | 10 | 124746
| #8x 3/4 P/H SELF-TAP SCREW | 2 | 0% | 2 | EA | 13.02 | C | 0.2604 | 75 | 2.6 | C | 0.052 | 3.9 | 4.1604 | 3.1 | 3.88 | 4.84 | 140166
| 3G TGL SWITCH PLATE - PLASTIC IVY | 1 | 0% | 1 | EA | 155.94 | C | 1.5594 | 75 | 6 | C | 0.06 | 4.5 | 6.0594 | 14 | 17.5 | 21 | 138420
8 | 4-GANG SWITCH BANK | 1 | 0% | 1
| 20A 120-277V S/P SW - TOGGLE IVY (SG) | 4 | 0% | 4 | EA | 563 | C | 22.52 | 75 | 14 | C | 0.56 | 42 | 64.52 | 25 | 31.25 | 37.5 | 136872
| 4G CONCENTRIC KO BOX | 1 | 0% | 1 | EA | 4568.52 | C | 45.6852 | 75 | 32 | C | 0.32 | 24 | 69.6852 | 27 | 32 | 37 | 124662
| GROUND SCREW W/ INSUL #12 LEAD | 1 | 0% | 1 | EA | 138.57 | C | 1.3857 | 75 | 3 | C | 0.03 | 2.25 | 3.6357 | 6 | 8 | 10 | 124746
| #8x 3/4 P/H SELF-TAP SCREW | 2 | 0% | 2 | EA | 13.02 | C | 0.2604 | 75 | 2.6 | C | 0.052 | 3.9 | 4.1604 | 3.1 | 3.88 | 4.84 | 140166
| 4G TGL SWITCH PLATE - PLASTIC IVY | 1 | 0% | 1 | EA | 257.75 | C | 2.5775 | 75 | 7.5 | C | 0.075 | 5.625 | 8.2025 | 14 | 17.5 | 21 | 138420
9 | 5-GANG SWITCH BANK | 1 | 0% | 1
| 20A 120-277V S/P SW - TOGGLE IVY (SG) | 5 | 0% | 5 | EA | 563 | C | 28.15 | 75 | 14 | C | 0.7 | 52.5 | 80.65 | 25 | 31.25 | 37.5 | 136872
| 5G CONCENTRIC KO BOX | 1 | 0% | 1 | EA | 7124.64 | C | 71.2464 | 75 | 38 | C | 0.38 | 28.5 | 99.7464 | 27 | 32 | 37 | 124662
| GROUND SCREW W/ INSUL #12 LEAD | 1 | 0% | 1 | EA | 138.57 | C | 1.3857 | 75 | 3 | C | 0.03 | 2.25 | 3.6357 | 6 | 8 | 10 | 124746
| #8x 3/4 P/H SELF-TAP SCREW | 2 | 0% | 2 | EA | 13.02 | C | 0.2604 | 75 | 2.6 | C | 0.052 | 3.9 | 4.1604 | 3.1 | 3.88 | 4.84 | 140166
| 5G TGL SWITCH PLATE - PLASTIC IVY | 1 | 0% | 1 | EA | 2057.65 | C | 20.5765 | 75 | 9 | C | 0.09 | 6.75 | 27.3265 | 14 | 17.5 | 21 | 138420
10 | 6-GANG SWITCH BANK | 1 | 0% | 1
| 20A 120-277V S/P SW - TOGGLE IVY (SG) | 6 | 0% | 6 | EA | 563 | C | 33.78 | 75 | 14 | C | 0.84 | 63 | 96.78 | 25 | 31.25 | 37.5 | 136872
| 6G CONCENTRIC KO BOX | 1 | 0% | 1 | EA | 13006.44 | C | 130.0644 | 75 | 44 | C | 0.44 | 33 | 163.0644 | 27 | 32 | 37 | 124662
| GROUND SCREW W/ INSUL #12 LEAD | 1 | 0% | 1 | EA | 138.57 | C | 1.3857 | 75 | 3 | C | 0.03 | 2.25 | 3.6357 | 6 | 8 | 10 | 124746
| #8x 3/4 P/H SELF-TAP SCREW | 2 | 0% | 2 | EA | 13.02 | C | 0.2604 | 75 | 2.6 | C | 0.052 | 3.9 | 4.1604 | 3.1 | 3.88 | 4.84 | 140166
| 6G TGL SWITCH PLATE - PLASTIC IVY | 1 | 0% | 1 | EA | 2926.43 | C | 29.2643 | 75 | 10.5 | C | 0.105 | 7.875 | 37.1393 | 14 | 17.5 | 21 | 138420
11 | 7-GANG SWITCH BANK | 1 | 0% | 1
| 20A 120-277V S/P SW - TOGGLE IVY (SG) | 7 | 0% | 7 | EA | 563 | C | 39.41 | 75 | 14 | C | 0.98 | 73.5 | 112.91 | 25 | 31.25 | 37.5 | 136872
| 7G CONCENTRIC KO BOX | 1 | 0% | 1 | EA | 60413.55 | C | 604.1355 | 75 | 50 | C | 0.5 | 37.5 | 641.6355 | 27 | 32 | 37 | 124662
| GROUND SCREW W/ INSUL #12 LEAD | 1 | 0% | 1 | EA | 138.57 | C | 1.3857 | 75 | 3 | C | 0.03 | 2.25 | 3.6357 | 6 | 8 | 10 | 124746
| #8x 3/4 P/H SELF-TAP SCREW | 2 | 0% | 2 | EA | 13.02 | C | 0.2604 | 75 | 2.6 | C | 0.052 | 3.9 | 4.1604 | 3.1 | 3.88 | 4.84 | 140166
| 7G TGL SWITCH PLATE - PLASTIC IVY | 1 | 0% | 1 | EA |  | C | 0 | 75 | 10.5 | C | 0.105 | 7.875 | 7.875 | 14 | 17.5 | 21 | 138420
12 | 8-GANG SWITCH BANK | 1 | 0% | 1
| 20A 120-277V S/P SW - TOGGLE IVY (SG) | 8 | 0% | 8 | EA | 563 | C | 45.04 | 75 | 14 | C | 1.12 | 84 | 129.04 | 25 | 31.25 | 37.5 | 136872
| 8G CONCENTRIC KO BOX | 1 | 0% | 1 | EA | 67542.39 | C | 675.4239 | 75 | 56 | C | 0.56 | 42 | 717.4239 | 27 | 32 | 37 | 124662
| GROUND SCREW W/ INSUL #12 LEAD | 1 | 0% | 1 | EA | 138.57 | C | 1.3857 | 75 | 3 | C | 0.03 | 2.25 | 3.6357 | 6 | 8 | 10 | 124746
| #8x 3/4 P/H SELF-TAP SCREW | 2 | 0% | 2 | EA | 13.02 | C | 0.2604 | 75 | 2.6 | C | 0.052 | 3.9 | 4.1604 | 3.1 | 3.88 | 4.84 | 140166
| 8G TGL SWITCH PLATE - PLASTIC IVY | 1 | 0% | 1 | EA |  | C | 0 | 75 | 10.5 | C | 0.105 | 7.875 | 7.875 | 14 | 17.5 | 21 | 138420
13 | 9-GANG SWITCH BANK | 1 | 0% | 1
| 20A 120-277V S/P SW - TOGGLE IVY (SG) | 9 | 0% | 9 | EA | 563 | C | 50.67 | 75 | 14 | C | 1.26 | 94.5 | 145.17 | 25 | 31.25 | 37.5 | 136872
| 8G CONCENTRIC KO BOX | 1 | 0% | 1 | EA | 91260.31 | C | 912.6031 | 75 | 62 | C | 0.62 | 46.5 | 959.1031 | 27 | 32 | 37 | 124662
| GROUND SCREW W/ INSUL #12 LEAD | 1 | 0% | 1 | EA | 138.57 | C | 1.3857 | 75 | 3 | C | 0.03 | 2.25 | 3.6357 | 6 | 8 | 10 | 124746
| #8x 3/4 P/H SELF-TAP SCREW | 2 | 0% | 2 | EA | 13.02 | C | 0.2604 | 75 | 2.6 | C | 0.052 | 3.9 | 4.1604 | 3.1 | 3.88 | 4.84 | 140166
| 9G TGL SWITCH PLATE - PLASTIC IVY | 1 | 0% | 1 | EA |  | C | 0 | 75 | 10.5 | C | 0.105 | 7.875 | 7.875 | 14 | 17.5 | 21 | 138420
14 | MOTOR RATED SWITCH | 10 | 0% | 10 | EA | 21.45 | E | 214.5 | 75 | 0.3 | E | 3 | 225 | 439.5 | 20 | 25 | 30 | 136860
| 4 x 1 1/2" SQ BOX COMB KO | 10 | 0% | 10 | EA | 404.23 | C | 40.423 | 75 | 23 | C | 2.3 | 172.5 | 212.923 | 30 | 35 | 40 | 124314
| 4" SQ 1G PLSTR RING 5/8" RISE | 10 | 0% | 10 | EA | 258.01 | C | 25.801 | 75 | 2.5 | C | 0.25 | 18.75 | 44.551 | 15 | 20 | 25 | 124389
| GROUND SCREW W/ INSUL #12 LEAD | 10 | 0% | 10 | EA | 138.57 | C | 13.857 | 75 | 3 | C | 0.3 | 22.5 | 36.357 | 6 | 8 | 10 | 124746
| #8x 3/4 P/H SELF-TAP SCREW | 20 | 0% | 20 | EA | 13.02 | C | 2.604 | 75 | 2.6 | C | 0.52 | 39 | 41.604 | 3.1 | 3.88 | 4.84 | 140166
| 1G TGL SWITCH PLATE - PLASTIC IVY | 10 | 0% | 10 | EA | 52.48 | C | 5.248 | 75 | 3 | C | 0.3 | 22.5 | 27.748 | 10 | 12.5 | 15 | 138414
15 | OCCUPANCY SENSOR SWITCH | 10 | 0% | 10 | EA | 74.58 | E | 745.8 | 75 | 0.3 | E | 3 | 225 | 970.8 | 20 | 25 | 30 | 136860
| 4 x 1 1/2" SQ BOX COMB KO | 10 | 0% | 10 | EA | 404.23 | C | 40.423 | 75 | 23 | C | 2.3 | 172.5 | 212.923 | 30 | 35 | 40 | 124314
| 4" SQ 1G PLSTR RING 5/8" RISE | 10 | 0% | 10 | EA | 258.01 | C | 25.801 | 75 | 2.5 | C | 0.25 | 18.75 | 44.551 | 15 | 20 | 25 | 124389
| GROUND SCREW W/ INSUL #12 LEAD | 10 | 0% | 10 | EA | 138.57 | C | 13.857 | 75 | 3 | C | 0.3 | 22.5 | 36.357 | 6 | 8 | 10 | 124746
| #8x 3/4 P/H SELF-TAP SCREW | 20 | 0% | 20 | EA | 13.02 | C | 2.604 | 75 | 2.6 | C | 0.52 | 39 | 41.604 | 3.1 | 3.88 | 4.84 | 140166
| 1G TGL SWITCH PLATE - PLASTIC IVY | 10 | 0% | 10 | EA | 52.48 | C | 5.248 | 75 | 3 | C | 0.3 | 22.5 | 27.748 | 10 | 12.5 | 15 | 138414
16 | VACANCY SENSOR SWITCH | 10 | 0% | 10 | EA | 78.25 | E | 782.5 | 75 | 0.3 | E | 3 | 225 | 1007.5 | 20 | 25 | 30 | 136860
| 4 x 1 1/2" SQ BOX COMB KO | 10 | 0% | 10 | EA | 404.23 | C | 40.423 | 75 | 23 | C | 2.3 | 172.5 | 212.923 | 30 | 35 | 40 | 124314
| 4" SQ 1G PLSTR RING 5/8" RISE | 10 | 0% | 10 | EA | 258.01 | C | 25.801 | 75 | 2.5 | C | 0.25 | 18.75 | 44.551 | 15 | 20 | 25 | 124389
| GROUND SCREW W/ INSUL #12 LEAD | 10 | 0% | 10 | EA | 138.57 | C | 13.857 | 75 | 3 | C | 0.3 | 22.5 | 36.357 | 6 | 8 | 10 | 124746
| #8x 3/4 P/H SELF-TAP SCREW | 20 | 0% | 20 | EA | 13.02 | C | 2.604 | 75 | 2.6 | C | 0.52 | 39 | 41.604 | 3.1 | 3.88 | 4.84 | 140166
| 1G TGL SWITCH PLATE - PLASTIC IVY | 10 | 0% | 10 | EA | 52.48 | C | 5.248 | 75 | 3 | C | 0.3 | 22.5 | 27.748 | 10 | 12.5 | 15 | 138414
17 | OCCUPANCY SENSOR | 10 | 0% | 10 | EA | 112.78 | E | 1127.8 | 75 | 0.5 | E | 5 | 375 | 1502.8 | 20 | 25 | 30 | 136860
| 4 x 1 1/2" SQ BOX COMB KO | 10 | 0% | 10 | EA | 404.23 | C | 40.423 | 75 | 23 | C | 2.3 | 172.5 | 212.923 | 30 | 35 | 40 | 124314
| 4" SQ 1G PLSTR RING 5/8" RISE | 10 | 0% | 10 | EA | 258.01 | C | 25.801 | 75 | 2.5 | C | 0.25 | 18.75 | 44.551 | 15 | 20 | 25 | 124389
| GROUND SCREW W/ INSUL #12 LEAD | 10 | 0% | 10 | EA | 138.57 | C | 13.857 | 75 | 3 | C | 0.3 | 22.5 | 36.357 | 6 | 8 | 10 | 124746
| #8x 3/4 P/H SELF-TAP SCREW | 20 | 0% | 20 | EA | 13.02 | C | 2.604 | 75 | 2.6 | C | 0.52 | 39 | 41.604 | 3.1 | 3.88 | 4.84 | 140166
| 1G TGL SWITCH PLATE - PLASTIC IVY | 10 | 0% | 10 | EA | 52.48 | C | 5.248 | 75 | 3 | C | 0.3 | 22.5 | 27.748 | 10 | 12.5 | 15 | 138414
18 | VACANCY SENSOR | 10 | 0% | 10 | EA | 115.98 | E | 1159.8 | 75 | 0.5 | E | 5 | 375 | 1534.8 | 20 | 25 | 30 | 136860
| 4 x 1 1/2" SQ BOX COMB KO | 10 | 0% | 10 | EA | 404.23 | C | 40.423 | 75 | 23 | C | 2.3 | 172.5 | 212.923 | 30 | 35 | 40 | 124314
| 4" SQ 1G PLSTR RING 5/8" RISE | 10 | 0% | 10 | EA | 258.01 | C | 25.801 | 75 | 2.5 | C | 0.25 | 18.75 | 44.551 | 15 | 20 | 25 | 124389
| GROUND SCREW W/ INSUL #12 LEAD | 10 | 0% | 10 | EA | 138.57 | C | 13.857 | 75 | 3 | C | 0.3 | 22.5 | 36.357 | 6 | 8 | 10 | 124746
| #8x 3/4 P/H SELF-TAP SCREW | 20 | 0% | 20 | EA | 13.02 | C | 2.604 | 75 | 2.6 | C | 0.52 | 39 | 41.604 | 3.1 | 3.88 | 4.84 | 140166
| 1G TGL SWITCH PLATE - PLASTIC IVY | 10 | 0% | 10 | EA | 52.48 | C | 5.248 | 75 | 3 | C | 0.3 | 22.5 | 27.748 | 10 | 12.5 | 15 | 138414
18 | WP ACCESSORIES | 10 | [12 empty] | 20 | 25 | 30 | 136860
| 4 x 1 1/2" SQ BOX COMB KO | 10 | 0% | 10 | EA | 404.23 | C | 40.423 | 75 | 23 | C | 2.3 | 172.5 | 212.923 | 30 | 35 | 40 | 124314
| 4" SQ 1G PLSTR RING 5/8" RISE | 10 | 0% | 10 | EA | 258.01 | C | 25.801 | 75 | 2.5 | C | 0.25 | 18.75 | 44.551 | 15 | 20 | 25 | 124389
| GROUND SCREW W/ INSUL #12 LEAD | 10 | 0% | 10 | EA | 138.57 | C | 13.857 | 75 | 3 | C | 0.3 | 22.5 | 36.357 | 6 | 8 | 10 | 124746
| #8x 3/4 P/H SELF-TAP SCREW | 20 | 0% | 20 | EA | 13.02 | C | 2.604 | 75 | 2.6 | C | 0.52 | 39 | 41.604 | 3.1 | 3.88 | 4.84 | 140166
| 1G VERT MNT STD DEPTH WP TOGGLE SW CVR | 10 | 0% | 10 | EA | 6.55 | E | 65.5 | 75 | 7 | C | 0.7 | 52.5 | 118 | 10 | 15 | 20 | 126216
| NM ACCESSORIES | [16 empty] | 136860
19 | ACCESSORIES FOR SWITCH/SENSOR NM | 10 | 0% | 10 | EA |  | E | 0 | 75 |  | E | 0 | 0 | 0 |  |  |  | 136860
| 4x 1 1/2" SQ NM BOX | 10 | 0% | 10 | EA | 299.16 | C | 29.916 | 75 | 23 | C | 2.3 | 172.5 | 202.416 | 30 | 35 | 40 | 124314
| #10x 3/4 WOOD SCREW | 20 | 0% | 20 | EA | 6.25 | C | 1.25 | 75 | 2.8 | C | 0.56 | 42 | 43.25 | 3.1 | 3.88 | 4.84 | 124389
| 1G TGL SWITCH PLATE - PLASTIC IVY | 10 | 0% | 10 | EA | 52.48 | C | 5.248 | 75 | 3 | C | 0.3 | 22.5 | 27.748 | 10 | 12.5 | 15 | 138414
SWITCHES - FLUSH WEATHERPROOF
1 | 15A 120-277V S/P SW - TOGGLE IVY (SG) | 1 | 0% | 1 | EA | 531 | C | 5.31 | 75 | 14 | C | 0.14 | 10.5 | 15.81 | 20 | 25 | 30 | 136860
| 4x 1 1/2" SQ NM BOX | 1 | 0% | 1 | EA | 299.16 | C | 2.9916 | 75 | 23 | C | 0.23 | 17.25 | 20.2416 | 30 | 35 | 40 | 124314
| 1G VERT MNT STD DEPTH WP TOGGLE SW CVR | 1 | 0% | 1 | EA | 6.55 | E | 6.55 | 75 | 7 | C | 0.07 | 5.25 | 11.8 | 10 | 15 | 20 | 126216
| #10x 3/4 WOOD SCREW | 2 | 0% | 2 | EA | 6.25 | C | 0.125 | 75 | 2.8 | C | 0.056 | 4.2 | 4.325 | 3.1 | 3.88 | 4.84 | 140166

## Disconnect Switches
[12 empty] | LABOR RATE |  | 75
SR. NO. | DESCRIPTION | QUANTITY | WASTAGE | QTY WITH WASTAGE | UNIT | UNIT COST | UNIT | MATERIAL COST | LABOR RATE | LABOUR | UNIT | TOTAL HOURS | LABOR COST | TOTAL COST | ASL Col 2 | ASL Col 3 | NECA Normal | NECA Difficult | NECA Very Difficult | REFERENCE CODE
30A 600V FUS DSN NEMA 1
1 | 30A 600V DSN SW FUSIBLE - NEMA 1 | 1 | 0% | 1 | EA | 247.89 | E | 247.89 | 75 | 1.1 | E | 1.1 | 82.5 | 330.39 | 1.38 | 1.65 | 2.2 | 2.75 | 3.3 | 149046
| 1/4-20 x 1 3/4 WEDGE ANCHOR - 1 1/8" MIN DEPTH | 4 | 0% | 4 | EA | 0 | C | 0 | 75 | 8 | C | 0.32 | 24 | 24 | [5 empty] | 139605
| 30A FUSE 600V TIME DELAY CLASS RK5 | 3 | 0% | 3 | EA | 13.53 | E | 40.59 | 75 | 0.04 | E | 0.12 | 9 | 49.59 | 0.05 | 0.06 | 0.04 | 0.05 | 0.06 | 151077
60A 600V FUS DSN NEMA 1
2 | 60A 600V DSN SW FUSIBLE - NEMA 1 | 1 | 0% | 1 | EA | 304.07 | E | 304.07 | 75 | 1.5 | E | 1.5 | 112.5 | 416.57 | 1.88 | 2.25 | 3.3 | 4.13 | 4.95 | 149127
| 1/4-20 x 1 3/4 WEDGE ANCHOR - 1 1/8" MIN DEPTH | 4 | 0% | 4 | EA | 0 | C | 0 | 75 | 8 | C | 0.32 | 24 | 24 | [5 empty] | 139605
| 60A FUSE 600V TIME DELAY CLASS RK5 | 3 | 0% | 3 | EA | 23.7 | E | 71.1 | 75 | 0.05 | E | 0.15 | 11.25 | 82.35 | 0.06 | 0.08 | 0.04 | 0.05 | 0.06 | 151092
100A 600V FUS DSN NEMA 1
3 | 100A 600V DSN SW FUSIBLE - NEMA 1 | 1 | 0% | 1 | EA | 581.16 | E | 581.16 | 75 | 1.9 | E | 1.9 | 142.5 | 723.66 | 2.38 | 2.85 | 4.4 | 5.5 | 6.6 | 149208
| 1/4-20 x 1 3/4 WEDGE ANCHOR - 1 1/8" MIN DEPTH | 4 | 0% | 4 | EA | 0 | C | 0 | 75 | 8 | C | 0.32 | 24 | 24 | [5 empty] | 139605
| 100A FUSE 600V TIME DELAY CLASS RK5 | 3 | 0% | 3 | EA | 42.51 | E | 127.53 | 75 | 0.07 | E | 0.21 | 15.75 | 143.28 | 0.09 | 0.11 | 0.04 | 0.05 | 0.06 | 151110
200A 600V FUS DSN NEMA 1
4 | 200A 600V DSN SW FUSIBLE - NEMA 1 | 1 | 0% | 1 | EA | 827.47 | E | 827.47 | 75 | 3.1 | E | 3.1 | 232.5 | 1059.97 | 3.88 | 4.65 | 7.7 | 9.63 | 11.55 | 149289
| 1/4-20 x 1 3/4 WEDGE ANCHOR - 1 1/8" MIN DEPTH | 4 | 0% | 4 | EA | 0 | C | 0 | 75 | 8 | C | 0.32 | 24 | 24 | [5 empty] | 139605
| 200A FUSE 600V TIME DELAY CLASS RK5 | 3 | 0% | 3 | EA | 97.01 | E | 291.03 | 75 | 0.1 | E | 0.3 | 22.5 | 313.53 | 0.13 | 0.15 | 0.1 | 0.13 | 0.15 | 151125
400A 600V FUS DSN NEMA 1
5 | 400A 600V DSN SW FUSIBLE - NEMA 1 | 1 | 0% | 1 | EA | 2007.65 | E | 2007.65 | 75 | 4.4 | E | 4.4 | 330 | 2337.65 | 5.5 | 6.6 | 13 | 16.25 | 19.5 | 149370
| 1/4-20 x 1 3/4 WEDGE ANCHOR - 1 1/8" MIN DEPTH | 4 | 0% | 4 | EA | 0 | C | 0 | 75 | 8 | C | 0.32 | 24 | 24 | [5 empty] | 139605
| 400A FUSE 600V TIME DELAY CLASS RK5 | 3 | 0% | 3 | EA | 188.21 | E | 564.63 | 75 | 0.14 | E | 0.42 | 31.5 | 596.13 | 0.18 | 0.21 | 0.17 | 0.21 | 0.26 | 151140
600A 600V FUS DSN NEMA 1
6 | 600A 600V DSN SW FUSIBLE - NEMA 1 | 1 | 0% | 1 | EA | 3242.93 | E | 3242.93 | 75 | 6 | E | 6 | 450 | 3692.93 | 7.5 | 9 | 17 | 21.25 | 25.5 | 149451
| 3/8-16x 2 1/4 WEDGE ANCHOR - 1 1/2" MIN DEPTH | 4 | 0% | 4 | EA | 0 | C | 0 | 75 | 12 | C | 0.48 | 36 | 36 | [5 empty] | 139608
| 600A FUSE 600V TIME DELAY CLASS RK5 | 3 | 0% | 3 | EA | 281.37 | E | 844.11 | 75 | 0.18 | E | 0.54 | 40.5 | 884.61 | 0.23 | 0.27 | 0.2 | 0.25 | 0.3 | 151149
800A 600V FUS DSN NEMA 1
7 | 800A 600V DSN SW FUSIBLE - NEMA 1 | 1 | 0% | 1 | EA | 6002.65 | E | 6002.65 | 75 | 8.4 | E | 8.4 | 630 | 6632.65 | 10.5 | 12.6 | 22 | 27.5 | 33 | 149532
| 3/8-16x 2 1/4 WEDGE ANCHOR - 1 1/2" MIN DEPTH | 4 | 0% | 4 | EA | 0 | C | 0 | 75 | 12 | C | 0.48 | 36 | 36 | [5 empty] | 139608
| 800A FUSE 600V ONE TIME HRC-L | 3 | 0% | 3 | EA | 1513.08 | E | 4539.24 | 75 | 0.3 | E | 0.9 | 67.5 | 4606.74 | 0.38 | 0.45 | 0.3 | 0.38 | 0.45 | 151407
1200A 600V FUS DSN NEMA 1
8 | 1200A 600V DSN SW FUSIBLE - NEMA 1 | 1 | 0% | 1 | EA | 7679.58 | E | 7679.58 | 75 | 10.8 | E | 10.8 | 810 | 8489.58 | 13.5 | 16.2 | 26 | 32.5 | 39 | 149613
| 3/8-16x 2 1/4 WEDGE ANCHOR - 1 1/2" MIN DEPTH | 4 | 0% | 4 | EA | 0 | C | 0 | 75 | 12 | C | 0.48 | 36 | 36 | [5 empty] | 139608
| 1200A FUSE 600V ONE TIME HRC-L | 3 | 0% | 3 | EA | 1721.44 | E | 5164.32 | 75 | 0.4 | E | 1.2 | 90 | 5254.32 | 0.5 | 0.6 | 0.3 | 0.38 | 0.45 | 151413
30A 250/600V N/F DSN NEMA 1
9 | 30A 250/600V DSN SW NON-FUS - NEMA 1 | 1 | 0% | 1 | EA | 207.08 | E | 207.08 | 75 | 1 | E | 1 | 75 | 282.08 | 1.25 | 1.5 | 2 | 2.5 | 3 | 149073
| 1/4-20 x 1 3/4 WEDGE ANCHOR - 1 1/8" MIN DEPTH | 4 | 0% | 4 | EA | 0 | C | 0 | 75 | 8 | C | 0.32 | 24 | 24 | [5 empty] | 139605
60A 250/600V N/F DSN NEMA 1
10 | 60A 250/600V DSN SW NON-FUS - NEMA 1 | 1 | 0% | 1 | EA | 254.37 | E | 254.37 | 75 | 1.4 | E | 1.4 | 105 | 359.37 | 1.75 | 2.1 | 3 | 3.75 | 4.5 | 149154
| 1/4-20 x 1 3/4 WEDGE ANCHOR - 1 1/8" MIN DEPTH | 4 | 0% | 4 | EA | 0 | C | 0 | 75 | 8 | C | 0.32 | 24 | 24 | [5 empty] | 139605
100A 250/600V N/F DSN NEMA 1
11 | 100A 250/600V DSN SW NON-FUS - NEMA 1 | 1 | 0% | 1 | EA | 399.35 | E | 399.35 | 75 | 1.75 | E | 1.75 | 131.25 | 530.6 | 2.19 | 2.63 | 4 | 5 | 6 | 149235
| 1/4-20 x 1 3/4 WEDGE ANCHOR - 1 1/8" MIN DEPTH | 4 | 0% | 4 | EA | 0 | C | 0 | 75 | 8 | C | 0.32 | 24 | 24 | [5 empty] | 139605
200A 250/600V N/F DSN NEMA 1
12 | 200A 600V DSN SW NON-FUS - NEMA 1 | 1 | 0% | 1 | EA | 622.1 | E | 622.1 | 75 | 2.8 | E | 2.8 | 210 | 832.1 | 3.5 | 4.2 | 7 | 8.75 | 10.5 | 149316
| 1/4-20 x 1 3/4 WEDGE ANCHOR - 1 1/8" MIN DEPTH | 4 | 0% | 4 | EA | 0 | C | 0 | 75 | 8 | C | 0.32 | 24 | 24 | [5 empty] | 139605
400A 250/600V N/F DSN NEMA 1
13 | 400A 600V DSN SW NON-FUS - NEMA 1 | 1 | 0% | 1 | EA | 1131.49 | E | 1131.49 | 75 | 4 | E | 4 | 300 | 1431.49 | 5 | 6 | 10 | 12.5 | 15 | 149397
| 1/4-20 x 1 3/4 WEDGE ANCHOR - 1 1/8" MIN DEPTH | 4 | 0% | 4 | EA | 0 | C | 0 | 75 | 8 | C | 0.32 | 24 | 24 | [5 empty] | 139605
30A 250/600V N/F DSN NEMA 3R
14 | 30A 250/600V DSN SW NON-FUS - NEMA 3R | 1 | 0% | 1 | EA | 239.68 | E | 239.68 | 75 | 1.1 | E | 1.1 | 82.5 | 322.18 | 1.38 | 1.65 | 2.2 | 2.75 | 3.3 | 149076
| 1/4-20 x 1 3/4 WEDGE ANCHOR - 1 1/8" MIN DEPTH | 4 | 0% | 4 | EA | 0 | C | 0 | 75 | 8 | C | 0.32 | 24 | 24 | [5 empty] | 139605
60A 250/600V N/F DSN NEMA 3R
15 | 60A 250/600V DSN SW NON-FUS - NEMA 3R | 1 | 0% | 1 | EA | 429.58 | E | 429.58 | 75 | 1.55 | E | 1.55 | 116.25 | 545.83 | 1.94 | 2.33 | 3.3 | 4.13 | 4.95 | 149157
| 1/4-20 x 1 3/4 WEDGE ANCHOR - 1 1/8" MIN DEPTH | 4 | 0% | 4 | EA | 0 | C | 0 | 75 | 8 | C | 0.32 | 24 | 24 | [5 empty] | 139605
100A 250/600V N/F DSN NEMA 3R
16 | 100A 250/600V DSN SW NON-FUS - NEMA 3R | 1 | 0% | 1 | EA | 596.7 | E | 596.7 | 75 | 1.9 | E | 1.9 | 142.5 | 739.2 | 2.38 | 2.85 | 4.4 | 5.5 | 6.6 | 149238
| 1/4-20 x 1 3/4 WEDGE ANCHOR - 1 1/8" MIN DEPTH | 4 | 0% | 4 | EA | 0 | C | 0 | 75 | 8 | C | 0.32 | 24 | 24 | [5 empty] | 139605
200A 250/600V N/F DSN NEMA 3R
17 | 200A 600V DSN SW NON-FUS - NEMA 3R | 1 | 0% | 1 | EA | 742.84 | E | 742.84 | 75 | 3.1 | E | 3.1 | 232.5 | 975.34 | 3.88 | 4.65 | 7.7 | 9.63 | 11.55 | 149319
| 1/4-20 x 1 3/4 WEDGE ANCHOR - 1 1/8" MIN DEPTH | 4 | 0% | 4 | EA | 0 | C | 0 | 75 | 8 | C | 0.32 | 24 | 24 | [5 empty] | 139605
30A 250V FUS DSN NEMA 1
18 | 30A 250V DSN SW FUSIBLE - NEMA 1 | 1 | 0% | 1 | EA | 225.38 | E | 225.38 | 75 | 1.1 | E | 1.1 | 82.5 | 307.88 | 1.38 | 1.65 | 2.2 | 2.75 | 3.3 | 149019
| 1/4-20 x 1 3/4 WEDGE ANCHOR - 1 1/8" MIN DEPTH | 4 | 0% | 4 | EA | 0 | C | 0 | 75 | 8 | C | 0.32 | 24 | 24 | [5 empty] | 139605
| 30A FUSE 250V TIME DELAY CLASS RK5 | 3 | 0% | 3 | EA | 6.73 | E | 20.19 | 75 | 0.03 | E | 0.09 | 6.75 | 26.94 | 0.04 | 0.05 | 0.04 | 0.05 | 0.06 | 150885
60A 250V FUS DSN NEMA 1
19 | 60A 250V DSN SW FUSIBLE - NEMA 1 | 1 | 0% | 1 | EA | 279.13 | E | 279.13 | 75 | 1.5 | E | 1.5 | 112.5 | 391.63 | 1.88 | 2.25 | 3.3 | 4.13 | 4.95 | 149100
| 1/4-20 x 1 3/4 WEDGE ANCHOR - 1 1/8" MIN DEPTH | 4 | 0% | 4 | EA | 0 | C | 0 | 75 | 8 | C | 0.32 | 24 | 24 | [5 empty] | 139605
| 60A FUSE 250V TIME DELAY CLASS RK5 | 3 | 0% | 3 | EA | 10.9 | E | 32.7 | 75 | 0.04 | E | 0.12 | 9 | 41.7 | 0.05 | 0.06 | 0.04 | 0.05 | 0.06 | 150900
100A 250V FUS DSN NEMA 1
20 | 100A 250V DSN SW FUSIBLE - NEMA 1 | 1 | 0% | 1 | EA | 449.58 | E | 449.58 | 75 | 1.9 | E | 1.9 | 142.5 | 592.08 | 2.38 | 2.85 | 4.4 | 5.5 | 6.6 | 149181
| 1/4-20 x 1 3/4 WEDGE ANCHOR - 1 1/8" MIN DEPTH | 4 | 0% | 4 | EA | 0 | C | 0 | 75 | 8 | C | 0.32 | 24 | 24 | [5 empty] | 139605
| 100A FUSE 250V TIME DELAY CLASS RK5 | 3 | 0% | 3 | EA | 25.3 | E | 75.9 | 75 | 0.05 | E | 0.15 | 11.25 | 87.15 | 0.06 | 0.08 | 0.04 | 0.05 | 0.06 | 150915
200A 250V FUS DSN NEMA 1
21 | 200A 250V DSN SW FUSIBLE - NEMA 1 | 1 | 0% | 1 | EA | 712.1 | E | 712.1 | 75 | 3.1 | E | 3.1 | 232.5 | 944.6 | 3.88 | 4.65 | 7.7 | 9.63 | 11.55 | 149262
| 1/4-20 x 1 3/4 WEDGE ANCHOR - 1 1/8" MIN DEPTH | 4 | 0% | 4 | EA | 0 | C | 0 | 75 | 8 | C | 0.32 | 24 | 24 | [5 empty] | 139605
| 200A FUSE 250V TIME DELAY CLASS RK5 | 3 | 0% | 3 | EA | 60.56 | E | 181.68 | 75 | 0.09 | E | 0.27 | 20.25 | 201.93 | 0.11 | 0.14 | 0.1 | 0.13 | 0.15 | 150930
400A 250V FUS DSN NEMA 1
22 | 400A 250V DSN SW FUSIBLE - NEMA 1 | 1 | 0% | 1 | EA | 1465.71 | E | 1465.71 | 75 | 4.4 | E | 4.4 | 330 | 1795.71 | 5.5 | 6.6 | 13 | 16.25 | 19.5 | 149343
| 1/4-20 x 1 3/4 WEDGE ANCHOR - 1 1/8" MIN DEPTH | 4 | 0% | 4 | EA | 0 | C | 0 | 75 | 8 | C | 0.32 | 24 | 24 | [5 empty] | 139605
| 400A FUSE 250V TIME DELAY CLASS RK5 | 3 | 0% | 3 | EA | 109.87 | E | 329.61 | 75 | 0.12 | E | 0.36 | 27 | 356.61 | 0.15 | 0.18 | 0.17 | 0.21 | 0.26 | 150945
600A 250V FUS DSN NEMA 1
23 | 600A 250V DSN SW FUSIBLE - NEMA 1 | 1 | 0% | 1 | EA | 0 | E | 0 | 75 | 6 | E | 6 | 450 | 450 | 7.5 | 9 | 15 | 18.75 | 22.5 | 149424
| 3/8-16x 2 1/4 WEDGE ANCHOR - 1 1/2" MIN DEPTH | 4 | 0% | 4 | EA | 0 | C | 0 | 75 | 12 | C | 0.48 | 36 | 36 | [5 empty] | 139608
| 600A FUSE 250V TIME DELAY CLASS RK5 | 3 | 0% | 3 | EA | 161.94 | E | 485.82 | 75 | 0.16 | E | 0.48 | 36 | 521.82 | 0.2 | 0.24 | 0.2 | 0.25 | 0.3 | 150954
800A 250V FUS DSN NEMA 1
24 | 800A 250V DSN SW FUSIBLE - NEMA 1 | 1 | 0% | 1 | EA | 0 | E | 0 | 75 | 8.4 | E | 8.4 | 630 | 630 | 10.5 | 12.6 | 20 | 25 | 30 | 149505
| 3/8-16x 2 1/4 WEDGE ANCHOR - 1 1/2" MIN DEPTH | 4 | 0% | 4 | EA | 0 | C | 0 | 75 | 12 | C | 0.48 | 36 | 36 | [5 empty] | 139608
| 800A FUSE 600V ONE TIME HRC-L | 3 | 0% | 3 | EA | 1513.08 | E | 4539.24 | 75 | 0.3 | E | 0.9 | 67.5 | 4606.74 | 0.38 | 0.45 | 0.3 | 0.38 | 0.45 | 151407
1200A 250V FUS DSN NEMA 1
25 | 1200A 250V DSN SW FUSIBLE - NEMA 1 | 1 | 0% | 1 | EA | 0 | E | 0 | 75 | 10.8 | E | 10.8 | 810 | 810 | 13.5 | 16.2 | 24 | 30 | 36 | 149586
| 3/8-16x 2 1/4 WEDGE ANCHOR - 1 1/2" MIN DEPTH | 4 | 0% | 4 | EA | 0 | C | 0 | 75 | 12 | C | 0.48 | 36 | 36 | [5 empty] | 139608
| 1200A FUSE 600V ONE TIME HRC-L | 3 | 0% | 3 | EA | 1721.44 | E | 5164.32 | 75 | 0.4 | E | 1.2 | 90 | 5254.32 | 0.5 | 0.6 | 0.3 | 0.38 | 0.45 | 151413
DSN SW FUSIBLE
1 | 30A 250V DSN SW FUSIBLE - NEMA 1 | 1 | 0% | 1 | EA | 225.38 | E | 225.38 | 75 | 1.1 | E | 1.1 | 82.5 | 307.88 | 1.38 | 1.65 | 2.2 | 2.75 | 3.3 | 149019
2 | 30A 250V DSN SW FUSIBLE - NEMA 3R | 1 | 0% | 1 | EA | 278.98 | E | 278.98 | 75 | 1.2 | E | 1.2 | 90 | 368.98 | 1.5 | 1.8 | 3 | 3.75 | 4.5 | 149022
3 | 30A 250V DSN SW FUSIBLE - NEMA 4 | 1 | 0% | 1 | EA | 628 | E | 628 | 75 | 1.35 | E | 1.35 | 101.25 | 729.25 | 1.69 | 2.03
4 | 30A 250V DSN SW FUSIBLE - NEMA 4X | 1 | 0% | 1 | EA | 628 | E | 628 | 75 | 1.35 | E | 1.35 | 101.25 | 729.25 | 1.69 | 2.03 | 2.6 | 3.25 | 3.9
5 | 30A 250V DSN SW FUSIBLE - NEMA 5 | 1 | 0% | 1 | EA | 479.25 | E | 479.25 | 75 | 1.35 | E | 1.35 | 101.25 | 580.5 | 1.69 | 2.03
6 | 30A 250V DSN SW FUSIBLE - NEMA 7 | 1 | 0% | 1 | EA | 0 | E | 0 | 75 | 3 | E | 3 | 225 | 225 | 3.75 | 4.5 | 3.5 | 4.35 | 5.25 | 149034
7 | 30A 250V DSN SW FUSIBLE - NEMA 9 | 1 | 0% | 1 | EA | 0 | E | 0 | 75 | 3 | E | 3 | 225 | 225 | 3.75 | 4.5 | 3.5 | 4.35 | 5.25 | 149037
8 | 30A 250V DSN SW FUSIBLE - NEMA 12 | 1 | 0% | 1 | EA | 552.52 | E | 552.52 | 75 | 1.2 | E | 1.2 | 90 | 642.52 | 1.5 | 1.8 |  |  |  | 149040
9 | 30A 250V DSN SW FUSIBLE - NEMA 13 | 1 | 0% | 1 | EA | 0 | E | 0 | 75 | 1.2 | E | 1.2 | 90 | 90 | 1.5 | 1.8 |  |  |  | 149043
10 | 30A 600V DSN SW FUSIBLE - NEMA 1 | 1 | 0% | 1 | EA | 247.89 | E | 247.89 | 75 | 1.1 | E | 1.1 | 82.5 | 330.39 | 1.38 | 1.65 | 2.2 | 2.75 | 3.3 | 149046
11 | 30A 600V DSN SW FUSIBLE - NEMA 3R | 1 | 0% | 1 | EA | 439.75 | E | 439.75 | 75 | 1.2 | E | 1.2 | 90 | 529.75 | 1.5 | 1.8 | 2.4 | 3 | 3.6 | 149049
12 | 30A 600V DSN SW FUSIBLE - NEMA 4 | 1 | 0% | 1 | EA | 961 | E | 961 | 75 | 1.35 | E | 1.35 | 101.25 | 1062.25 | 1.69 | 2.03
13 | 30A 600V DSN SW FUSIBLE - NEMA 4X | 1 | 0% | 1 | EA | 1081 | E | 1081 | 75 | 1.35 | E | 1.35 | 101.25 | 1182.25 | 1.69 | 2.03 | 2.6 | 3.25 | 3.9
14 | 30A 600V DSN SW FUSIBLE - NEMA 5 | 1 | 0% | 1 | EA | 219 | E | 219 | 75 | 1.35 | E | 1.35 | 101.25 | 320.25 | 1.69 | 2.03
15 | 30A 600V DSN SW FUSIBLE - NEMA 7 | 1 | 0% | 1 | EA | 1090 | E | 1090 | 75 | 3 | E | 3 | 225 | 1315 | 3.75 | 4.5 | 3.5 | 4.35 | 5.25
16 | 30A 600V DSN SW FUSIBLE - NEMA 9 | 1 | 0% | 1 | EA | 1090 | E | 1090 | 75 | 3 | E | 3 | 225 | 1315 | 3.75 | 4.5 | 3.5 | 4.35 | 5.25
17 | 30A 600V DSN SW FUSIBLE - NEMA 12 | 1 | 0% | 1 | EA | 560.41 | E | 560.41 | 75 | 1.2 | E | 1.2 | 90 | 650.41 | 1.5 | 1.8 |  |  |  | 149067
18 | 30A 600V DSN SW FUSIBLE - NEMA 13 | 1 | 0% | 1 | EA | 0 | E | 0 | 75 | 1.2 | E | 1.2 | 90 | 90 | 1.5 | 1.8 |  |  |  | 149070
1 | 60A 250V DSN SW FUSIBLE - NEMA 1 | 1 | 0% | 1 | EA | 279.13 | E | 279.13 | 75 | 1.5 | E | 1.5 | 112.5 | 391.63 | 1.88 | 2.25 | 3.3 | 4.13 | 4.95 | 149100
2 | 60A 250V DSN SW FUSIBLE - NEMA 3R | 1 | 0% | 1 | EA | 444.8 | E | 444.8 | 75 | 1.65 | E | 1.65 | 123.75 | 568.55 | 2.06 | 2.48 | 4.2 | 5.25 | 6.3 | 149103
3 | 60A 250V DSN SW FUSIBLE - NEMA 4 | 1 | 0% | 1 | EA | 0 | E | 0 | 75 | 1.85 | E | 1.85 | 138.75 | 138.75 | 2.31 | 2.78 |  |  |  | 149106
4 | 60A 250V DSN SW FUSIBLE - NEMA 4X | 1 | 0% | 1 | EA | 842 | E | 842 | 75 | 1.85 | E | 1.85 | 138.75 | 980.75 | 2.31 | 2.78 | 4 | 5 | 6 | 149109
5 | 60A 250V DSN SW FUSIBLE - NEMA 5 | 1 | 0% | 1 | EA | 392 | E | 392 | 75 | 1.85 | E | 1.85 | 138.75 | 530.75 | 2.31 | 2.78 |  |  |  | 149112
6 | 60A 250V DSN SW FUSIBLE - NEMA 7 | 1 | 0% | 1 | EA | 0 | E | 0 | 75 | 3.5 | E | 3.5 | 262.5 | 262.5 | 4.38 | 5.25 | 4 | 5 | 6 | 149115
7 | 60A 250V DSN SW FUSIBLE - NEMA 9 | 1 | 0% | 1 | EA | 0 | E | 0 | 75 | 3.5 | E | 3.5 | 262.5 | 262.5 | 4.38 | 5.25 | 4 | 5 | 6 | 149118
8 | 60A 250V DSN SW FUSIBLE - NEMA 12 | 1 | 0% | 1 | EA | 530.96 | E | 530.96 | 75 | 1.65 | E | 1.65 | 123.75 | 654.71 | 2.06 | 2.48 |  |  |  | 149121
9 | 60A 250V DSN SW FUSIBLE - NEMA 13 | 1 | 0% | 1 | EA | 0 | E | 0 | 75 | 1.65 | E | 1.65 | 123.75 | 123.75 | 2.06 | 2.48 |  |  |  | 149124
10 | 60A 600V DSN SW FUSIBLE - NEMA 1 | 1 | 0% | 1 | EA | 304.07 | E | 304.07 | 75 | 1.5 | E | 1.5 | 112.5 | 416.57 | 1.88 | 2.25 | 3.3 | 4.13 | 4.95 | 149127
11 | 60A 600V DSN SW FUSIBLE - NEMA 3R | 1 | 0% | 1 | EA | 509.41 | E | 509.41 | 75 | 1.65 | E | 1.65 | 123.75 | 633.16 | 2.06 | 2.48 | 3.6 | 4.5 | 5.4 | 149130
12 | 60A 600V DSN SW FUSIBLE - NEMA 4 | 1 | 0% | 1 | EA | 1295 | E | 1295 | 75 | 1.85 | E | 1.85 | 138.75 | 1433.75 | 2.31 | 2.78 |  |  |  | 149133
13 | 60A 600V DSN SW FUSIBLE - NEMA 4X | 1 | 0% | 1 | EA | 1266 | E | 1266 | 75 | 1.85 | E | 1.85 | 138.75 | 1404.75 | 2.31 | 2.78 | 4 | 5 | 6 | 149136
14 | 60A 600V DSN SW FUSIBLE - NEMA 5 | 1 | 0% | 1 | EA | 2337 | E | 2337 | 75 | 1.85 | E | 1.85 | 138.75 | 2475.75 | 2.31 | 2.78 |  |  |  | 149139
15 | 60A 600V DSN SW FUSIBLE - NEMA 7 | 1 | 0% | 1 | EA | 1991 | E | 1991 | 75 | 3.5 | E | 3.5 | 262.5 | 2253.5 | 4.38 | 5.25 | 4 | 5 | 6 | 149142
16 | 60A 600V DSN SW FUSIBLE - NEMA 9 | 1 | 0% | 1 | EA | 1991 | E | 1991 | 75 | 3.5 | E | 3.5 | 262.5 | 2253.5 | 4.38 | 5.25 | 4 | 5 | 6 | 149145
17 | 60A 600V DSN SW FUSIBLE - NEMA 12 | 1 | 0% | 1 | EA | 540.58 | E | 540.58 | 75 | 1.65 | E | 1.65 | 123.75 | 664.33 | 2.06 | 2.48 |  |  |  | 149148
18 | 60A 600V DSN SW FUSIBLE - NEMA 13 | 1 | 0% | 1 | EA | 0 | E | 0 | 75 | 1.65 | E | 1.65 | 123.75 | 123.75 | 2.06 | 2.48 |  |  |  | 149151
1 | 100A 250V DSN SW FUSIBLE - NEMA 1 | 1 | 0% | 1 | EA | 449.58 | E | 449.58 | 75 | 1.9 | E | 1.9 | 142.5 | 592.08 | 2.38 | 2.85 | 4.4 | 5.5 | 6.6 | 149181
2 | 100A 250V DSN SW FUSIBLE - NEMA 3R | 1 | 0% | 1 | EA | 662.02 | E | 662.02 | 75 | 2.1 | E | 2.1 | 157.5 | 819.52 | 2.63 | 3.15 | 6.1 | 7.63 | 9.15 | 149184
3 | 100A 250V DSN SW FUSIBLE - NEMA 4 | 1 | 0% | 1 | EA | 0 | E | 0 | 75 | 2.3 | E | 2.3 | 172.5 | 172.5 | 2.88 | 3.45 |  |  |  | 149187
4 | 100A 250V DSN SW FUSIBLE - NEMA 4X | 1 | 0% | 1 | EA | 0 | E | 0 | 75 | 2.3 | E | 2.3 | 172.5 | 172.5 | 2.88 | 3.45 | 5.3 | 6.63 | 7.95 | 149190
5 | 100A 250V DSN SW FUSIBLE - NEMA 5 | 1 | 0% | 1 | EA | 0 | E | 0 | 75 | 2.3 | E | 2.3 | 172.5 | 172.5 | 2.88 | 3.45 |  |  |  | 149193
6 | 100A 250V DSN SW FUSIBLE - NEMA 7 | 1 | 0% | 1 | EA | 0 | E | 0 | 75 | 4.5 | E | 4.5 | 337.5 | 337.5 | 5.63 | 6.75 | 5 | 6.25 | 7.5 | 149196
7 | 100A 250V DSN SW FUSIBLE - NEMA 9 | 1 | 0% | 1 | EA | 0 | E | 0 | 75 | 4.5 | E | 4.5 | 337.5 | 337.5 | 5.63 | 6.75 | 5 | 6.25 | 7.5 | 149199
8 | 100A 250V DSN SW FUSIBLE - NEMA 12 | 1 | 0% | 1 | EA | 691.19 | E | 691.19 | 75 | 2.1 | E | 2.1 | 157.5 | 848.69 | 2.63 | 3.15 |  |  |  | 149202
9 | 100A 250V DSN SW FUSIBLE - NEMA 13 | 1 | 0% | 1 | EA | 0 | E | 0 | 75 | 2.1 | E | 2.1 | 157.5 | 157.5 | 2.63 | 3.15 |  |  |  | 149205
10 | 100A 600V DSN SW FUSIBLE - NEMA 1 | 1 | 0% | 1 | EA | 581.16 | E | 581.16 | 75 | 1.9 | E | 1.9 | 142.5 | 723.66 | 2.38 | 2.85 | 4.4 | 5.5 | 6.6 | 149208
11 | 100A 600V DSN SW FUSIBLE - NEMA 3R | 1 | 0% | 1 | EA | 757.68 | E | 757.68 | 75 | 2.1 | E | 2.1 | 157.5 | 915.18 | 2.63 | 3.15 | 4.8 | 6 | 7.2 | 149211
12 | 100A 600V DSN SW FUSIBLE - NEMA 4 | 1 | 0% | 1 | EA | 0 | E | 0 | 75 | 2.3 | E | 2.3 | 172.5 | 172.5 | 2.88 | 3.45 |  |  |  | 149214
13 | 100A 600V DSN SW FUSIBLE - NEMA 4X | 1 | 0% | 1 | EA | 4912 | E | 4912 | 75 | 2.3 | E | 2.3 | 172.5 | 5084.5 | 2.88 | 3.45 | 5.3 | 6.63 | 7.95 | 149217
14 | 100A 600V DSN SW FUSIBLE - NEMA 5 | 1 | 0% | 1 | EA | 0 | E | 0 | 75 | 2.3 | E | 2.3 | 172.5 | 172.5 | 2.88 | 3.45 |  |  |  | 149220
15 | 100A 600V DSN SW FUSIBLE - NEMA 7 | 1 | 0% | 1 | EA | 4991 | E | 4991 | 75 | 4.5 | E | 4.5 | 337.5 | 5328.5 | 5.63 | 6.75 | 5 | 6.25 | 7.5 | 149223
16 | 100A 600V DSN SW FUSIBLE - NEMA 9 | 1 | 0% | 1 | EA | 4991 | E | 4991 | 75 | 4.5 | E | 4.5 | 337.5 | 5328.5 | 5.63 | 6.75 | 5 | 6.25 | 7.5 | 149226
17 | 100A 600V DSN SW FUSIBLE - NEMA 12 | 1 | 0% | 1 | EA | 955.45 | E | 955.45 | 75 | 2.1 | E | 2.1 | 157.5 | 1112.95 | 2.63 | 3.15 |  |  |  | 149229
18 | 100A 600V DSN SW FUSIBLE - NEMA 13 | 1 | 0% | 1 | EA | 0 | E | 0 | 75 | 2.1 | E | 2.1 | 157.5 | 157.5 | 2.63 | 3.15 |  |  |  | 149232
1 | 200A 250V DSN SW FUSIBLE - NEMA 1 | 1 | 0% | 1 | EA | 712.1 | E | 712.1 | 75 | 3.1 | E | 3.1 | 232.5 | 944.6 | 3.88 | 4.65 | 7.7 | 9.63 | 11.55 | 149262
2 | 200A 250V DSN SW FUSIBLE - NEMA 3R | 1 | 0% | 1 | EA | 856.14 | E | 856.14 | 75 | 3.4 | E | 3.4 | 255 | 1111.14 | 4.25 | 5.1 | 9.9 | 12.38 | 14.85 | 149265
3 | 200A 250V DSN SW FUSIBLE - NEMA 4 | 1 | 0% | 1 | EA | 0 | E | 0 | 75 | 3.75 | E | 3.75 | 281.25 | 281.25 | 4.69 | 5.63 |  |  |  | 149268
4 | 200A 250V DSN SW FUSIBLE - NEMA 4X | 1 | 0% | 1 | EA | 0 | E | 0 | 75 | 3.75 | E | 3.75 | 281.25 | 281.25 | 4.69 | 5.63 | 9.2 | 11.5 | 13.8 | 149271
5 | 200A 250V DSN SW FUSIBLE - NEMA 5 | 1 | 0% | 1 | EA | 0 | E | 0 | 75 | 3.75 | E | 3.75 | 281.25 | 281.25 | 4.69 | 5.63 |  |  |  | 149274
6 | 200A 250V DSN SW FUSIBLE - NEMA 7 | 1 | 0% | 1 | EA | 0 | E | 0 | 75 | 6 | E | 6 | 450 | 450 | 7.5 | 9 | 7 | 8.75 | 10 | 149277
7 | 200A 250V DSN SW FUSIBLE - NEMA 9 | 1 | 0% | 1 | EA | 0 | E | 0 | 75 | 6 | E | 6 | 450 | 450 | 7.5 | 9 | 7 | 8.75 | 10 | 149280
8 | 200A 250V DSN SW FUSIBLE - NEMA 12 | 1 | 0% | 1 | EA | 1094.33 | E | 1094.33 | 75 | 3.4 | E | 3.4 | 255 | 1349.33 | 4.25 | 5.1 |  |  |  | 149283
9 | 200A 250V DSN SW FUSIBLE - NEMA 13 | 1 | 0% | 1 | EA | 0 | E | 0 | 75 | 3.4 | E | 3.4 | 255 | 255 | 4.25 | 5.1 |  |  |  | 149286
10 | 200A 600V DSN SW FUSIBLE - NEMA 1 | 1 | 0% | 1 | EA | 827.47 | E | 827.47 | 75 | 3.1 | E | 3.1 | 232.5 | 1059.97 | 3.88 | 4.65 | 7.7 | 9.63 | 11.55 | 149289
11 | 200A 600V DSN SW FUSIBLE - NEMA 3R | 1 | 0% | 1 | EA | 1089.14 | E | 1089.14 | 75 | 3.4 | E | 3.4 | 255 | 1344.14 | 4.25 | 5.1 | 8.5 | 10.63 | 12.75 | 149292
12 | 200A 600V DSN SW FUSIBLE - NEMA 4 | 1 | 0% | 1 | EA | 0 | E | 0 | 75 | 3.75 | E | 3.75 | 281.25 | 281.25 | 4.69 | 5.63 |  |  |  | 149295
13 | 200A 600V DSN SW FUSIBLE - NEMA 4X | 1 | 0% | 1 | EA | 0 | E | 0 | 75 | 3.75 | E | 3.75 | 281.25 | 281.25 | 4.69 | 5.63 | 9.2 | 11.5 | 13.8 | 149298
14 | 200A 600V DSN SW FUSIBLE - NEMA 5 | 1 | 0% | 1 | EA | 0 | E | 0 | 75 | 3.75 | E | 3.75 | 281.25 | 281.25 | 4.69 | 5.63 |  |  |  | 149301
15 | 200A 600V DSN SW FUSIBLE - NEMA 7 | 1 | 0% | 1 | EA | 0 | E | 0 | 75 | 6 | E | 6 | 450 | 450 | 7.5 | 9 | 7 | 8.75 | 10 | 149304
16 | 200A 600V DSN SW FUSIBLE - NEMA 9 | 1 | 0% | 1 | EA | 0 | E | 0 | 75 | 6 | E | 6 | 450 | 450 | 7.5 | 9 | 7 | 8.75 | 10 | 149307
17 | 200A 600V DSN SW FUSIBLE - NEMA 12 | 1 | 0% | 1 | EA | 1323.89 | E | 1323.89 | 75 | 3.4 | E | 3.4 | 255 | 1578.89 | 4.25 | 5.1 |  |  |  | 149310
18 | 200A 600V DSN SW FUSIBLE - NEMA 13 | 1 | 0% | 1 | EA | 0 | E | 0 | 75 | 3.4 | E | 3.4 | 255 | 255 | 4.25 | 5.1 |  |  |  | 149313
1 | 400A 250V DSN SW FUSIBLE - NEMA 1 | 1 | 0% | 1 | EA | 1465.71 | E | 1465.71 | 75 | 4.4 | E | 4.4 | 330 | 1795.71 | 5.5 | 6.6 | 13 | 16.25 | 19.5 | 149343
2 | 400A 250V DSN SW FUSIBLE - NEMA 3R | 1 | 0% | 1 | EA | 1730.37 | E | 1730.37 | 75 | 4.8 | E | 4.8 | 360 | 2090.37 | 6 | 7.2 | 12 | 15 | 18 | 149346
3 | 400A 250V DSN SW FUSIBLE - NEMA 4 | 1 | 0% | 1 | EA | 0 | E | 0 | 75 | 5.3 | E | 5.3 | 397.5 | 397.5 | 6.63 | 7.95 |  |  |  | 149349
4 | 400A 250V DSN SW FUSIBLE - NEMA 4X | 1 | 0% | 1 | EA | 0 | E | 0 | 75 | 5.3 | E | 5.3 | 397.5 | 397.5 | 6.63 | 7.95 | 13 | 16.25 | 19.5 | 149352
5 | 400A 250V DSN SW FUSIBLE - NEMA 5 | 1 | 0% | 1 | EA | 0 | E | 0 | 75 | 5.3 | E | 5.3 | 397.5 | 397.5 | 6.63 | 7.95 |  |  |  | 149355
6 | 400A 250V DSN SW FUSIBLE - NEMA 7 | 1 | 0% | 1 | EA | 0 | E |  | 75 | 7.2 | E | 7.2 | 540 | 540 | 9 | 10.8 |  |  |  | 149358
7 | 400A 250V DSN SW FUSIBLE - NEMA 9 | 1 | 0% | 1 | EA | 0 | E | 0 | 75 | 7.2 | E | 7.2 | 540 | 540 | 9 | 10.8 |  |  |  | 149361
8 | 400A 250V DSN SW FUSIBLE - NEMA 12 | 1 | 0% | 1 | EA | 0 | E | 0 | 75 | 4.8 | E | 4.8 | 360 | 360 | 6 | 7.2 |  |  |  | 149364
9 | 400A 250V DSN SW FUSIBLE - NEMA 13 | 1 | 0% | 1 | EA | 0 | E | 0 | 75 | 4.8 | E | 4.8 | 360 | 360 | 6 | 7.2 |  |  |  | 149367
10 | 400A 600V DSN SW FUSIBLE - NEMA 1 | 1 | 0% | 1 | EA | 2007.65 | E | 2007.65 | 75 | 4.4 | E | 4.4 | 330 | 2337.65 | 5.5 | 6.6 | 13 | 16.25 | 19.5 | 149370
11 | 400A 600V DSN SW FUSIBLE - NEMA 3R | 1 | 0% | 1 | EA | 2295.94 | E | 2295.94 | 75 | 4.8 | E | 4.8 | 360 | 2655.94 | 6 | 7.2 | 14 | 17.5 | 21 | 149373
12 | 400A 600V DSN SW FUSIBLE - NEMA 4 | 1 | 0% | 1 | EA | 0 | E | 0 | 75 | 5.3 | E | 5.3 | 397.5 | 397.5 | 6.63 | 7.95 |  |  |  | 149376
13 | 400A 600V DSN SW FUSIBLE - NEMA 4X | 1 | 0% | 1 | EA | 0 | E | 0 | 75 | 5.3 | E | 5.3 | 397.5 | 397.5 | 6.63 | 7.95 | 13 | 16.25 | 19.5 | 149379
14 | 400A 600V DSN SW FUSIBLE - NEMA 5 | 1 | 0% | 1 | EA | 0 | E | 0 | 75 | 5.3 | E | 5.3 | 397.5 | 397.5 | 6.63 | 7.95 |  |  |  | 149382
15 | 400A 600V DSN SW FUSIBLE - NEMA 7 | 1 | 0% | 1 | EA | 0 | E | 0 | 75 | 7.2 | E | 7.2 | 540 | 540 | 9 | 10.8 |  |  |  | 149385
16 | 400A 600V DSN SW FUSIBLE - NEMA 9 | 1 | 0% | 1 | EA | 0 | E | 0 | 75 | 7.2 | E | 7.2 | 540 | 540 | 9 | 10.8 |  |  |  | 149388
17 | 400A 600V DSN SW FUSIBLE - NEMA 12 | 1 | 0% | 1 | EA | 0 | E | 0 | 75 | 4.8 | E | 4.8 | 360 | 360 | 6 | 7.2 |  |  |  | 149391
18 | 400A 600V DSN SW FUSIBLE - NEMA 13 | 1 | 0% | 1 | EA | 0 | E | 0 | 75 | 4.8 | E | 4.8 | 360 | 360 | 6 | 7.2 |  |  |  | 149394
1 | 600A 250V DSN SW FUSIBLE - NEMA 1 | 1 | 0% | 1 | EA | 0 | E | 0 | 75 | 6 | E | 6 | 450 | 450 | 7.5 | 9 | 15 | 18.75 | 22.5 | 149424
2 | 600A 250V DSN SW FUSIBLE - NEMA 3 | 1 | 0% | 1 | EA | 0 | E | 0 | 75 | 6.6 | E | 6.6 | 495 | 495 | 8.25 | 9.9 | 17 | 21.25 | 25.5 | 149427
3 | 600A 250V DSN SW FUSIBLE - NEMA 4 | 1 | 0% | 1 | EA | 0 | E | 0 | 75 | 7.3 | E | 7.3 | 547.5 | 547.5 | 9.13 | 10.95 |  |  |  | 149430
4 | 600A 250V DSN SW FUSIBLE - NEMA 4X | 1 | 0% | 1 | EA | 0 | E | 0 | 75 | 7.3 | E | 7.3 | 547.5 | 547.5 | 9.13 | 10.95 | 18 | 22.5 | 27 | 149433
5 | 600A 250V DSN SW FUSIBLE - NEMA 5 | 1 | 0% | 1 | EA | 0 | E | 0 | 75 | 7.3 | E | 7.3 | 547.5 | 547.5 | 9.13 | 10.95 |  |  |  | 149436
6 | 600A 250V DSN SW FUSIBLE - NEMA 7 | 1 | 0% | 1 | EA | 0 | E | 0 | 75 | 9 | E | 9 | 675 | 675 | 11.25 | 13.5 |  |  |  | 149439
7 | 600A 250V DSN SW FUSIBLE - NEMA 9 | 1 | 0% | 1 | EA | 0 | E | 0 | 75 | 9 | E | 9 | 675 | 675 | 11.25 | 13.5 |  |  |  | 149442
8 | 600A 250V DSN SW FUSIBLE - NEMA 12 | 1 | 0% | 1 | EA | 0 | E | 0 | 75 | 6.6 | E | 6.6 | 495 | 495 | 8.25 | 9.9 |  |  |  | 149445
9 | 600A 250V DSN SW FUSIBLE - NEMA 13 | 1 | 0% | 1 | EA | 0 | E | 0 | 75 | 6.6 | E | 6.6 | 495 | 495 | 8.25 | 9.9 |  |  |  | 149448
10 | 600A 600V DSN SW FUSIBLE - NEMA 1 | 1 | 0% | 1 | EA | 3242.93 | E | 3242.93 | 75 | 6 | E | 6 | 450 | 3692.93 | 7.5 | 9 | 17 | 21.25 | 25.5 | 149451
11 | 600A 600V DSN SW FUSIBLE - NEMA 3R | 1 | 0% | 1 | EA | 4591.92 | E | 4591.92 | 75 | 6.6 | E | 6.6 | 495 | 5086.92 | 8.25 | 9.9 | 19 | 23.75 | 28.5 | 149454
12 | 600A 600V DSN SW FUSIBLE - NEMA 4 | 1 | 0% | 1 | EA | 0 | E | 0 | 75 | 7.3 | E | 7.3 | 547.5 | 547.5 | 9.13 | 10.95 |  |  |  | 149457
13 | 600A 600V DSN SW FUSIBLE - NEMA 4X | 1 | 0% | 1 | EA | 0 | E | 0 | 75 | 7.3 | E | 7.3 | 547.5 | 547.5 | 9.13 | 10.95 | 18 | 22.5 | 27 | 149460
14 | 600A 600V DSN SW FUSIBLE - NEMA 5 | 1 | 0% | 1 | EA | 0 | E | 0 | 75 | 7.3 | E | 7.3 | 547.5 | 547.5 | 9.13 | 10.95 |  |  |  | 149463
15 | 600A 600V DSN SW FUSIBLE - NEMA 7 | 1 | 0% | 1 | EA | 0 | E | 0 | 75 | 9 | E | 9 | 675 | 675 | 11.25 | 13.5 |  |  |  | 149466
16 | 600A 600V DSN SW FUSIBLE - NEMA 9 | 1 | 0% | 1 | EA | 0 | E | 0 | 75 | 9 | E | 9 | 675 | 675 | 11.25 | 13.5 |  |  |  | 149469
17 | 600A 600V DSN SW FUSIBLE - NEMA 12 | 1 | 0% | 1 | EA | 0 | E | 0 | 75 | 6.6 | E | 6.6 | 495 | 495 | 8.25 | 9.9 |  |  |  | 149472
18 | 600A 600V DSN SW FUSIBLE - NEMA 13 | 1 | 0% | 1 | EA | 0 | E | 0 | 75 | 6.6 | E | 6.6 | 495 | 495 | 8.25 | 9.9 |  |  |  | 149475
1 | 800A 250V DSN SW FUSIBLE - NEMA 1 | 1 | 0% | 1 | EA | 0 | E | 0 | 75 | 8.4 | E | 8.4 | 630 | 630 | 10.5 | 12.6 | 20 | 25 | 30 | 149505
2 | 800A 250V DSN SW FUSIBLE - NEMA 3 | 1 | 0% | 1 | EA | 0 | E | 0 | 75 | 9.3 | E | 9.3 | 697.5 | 697.5 | 11.63 | 13.95 | 22 | 27.5 | 33 | 149508
3 | 800A 250V DSN SW FUSIBLE - NEMA 4 | 1 | 0% | 1 | EA | 0 | E | 0 | 75 | 10.2 | E | 10.2 | 765 | 765 | 12.75 | 15.3 |  |  |  | 149511
4 | 800A 250V DSN SW FUSIBLE - NEMA 4X | 1 | 0% | 1 | EA | 0 | E | 0 | 75 | 10.2 | E | 10.2 | 765 | 765 | 12.75 | 15.3 | 24 | 30 | 36 | 149514
5 | 800A 250V DSN SW FUSIBLE - NEMA 5 | 1 | 0% | 1 | EA | 0 | E | 0 | 75 | 10.2 | E | 10.2 | 765 | 765 | 12.75 | 15.3 |  |  |  | 149517
6 | 800A 250V DSN SW FUSIBLE - NEMA 7 | 1 | 0% | 1 | EA | 0 | E | 0 | 75 | 12 | E | 12 | 900 | 900 | 15 | 18 |  |  |  | 149520
7 | 800A 250V DSN SW FUSIBLE - NEMA 9 | 1 | 0% | 1 | EA | 0 | E | 0 | 75 | 12 | E | 12 | 900 | 900 | 15 | 18 |  |  |  | 149523
8 | 800A 250V DSN SW FUSIBLE - NEMA 12 | 1 | 0% | 1 | EA | 0 | E | 0 | 75 | 9.3 | E | 9.3 | 697.5 | 697.5 | 11.63 | 13.95 |  |  |  | 149526
9 | 800A 250V DSN SW FUSIBLE - NEMA 13 | 1 | 0% | 1 | EA | 0 | E | 0 | 75 | 9.3 | E | 9.3 | 697.5 | 697.5 | 11.63 | 13.95 |  |  |  | 149529
10 | 800A 600V DSN SW FUSIBLE - NEMA 1 | 1 | 0% | 1 | EA | 6002.65 | E | 6002.65 | 75 | 8.4 | E | 8.4 | 630 | 6632.65 | 10.5 | 12.6 | 22 | 27.5 | 33 | 149532
11 | 800A 600V DSN SW FUSIBLE - NEMA 3 | 1 | 0% | 1 | EA | 0 | E | 0 | 75 | 9.3 | E | 9.3 | 697.5 | 697.5 | 11.63 | 13.95 | 22 | 27.5 | 33 | 149535
12 | 800A 600V DSN SW FUSIBLE - NEMA 4 | 1 | 0% | 1 | EA | 0 | E | 0 | 75 | 10.2 | E | 10.2 | 765 | 765 | 12.75 | 15.3 |  |  |  | 149538
13 | 800A 600V DSN SW FUSIBLE - NEMA 4X | 1 | 0% | 1 | EA | 0 | E | 0 | 75 | 10.2 | E | 10.2 | 765 | 765 | 12.75 | 15.3 | 24 | 30 | 36 | 149541
14 | 800A 600V DSN SW FUSIBLE - NEMA 5 | 1 | 0% | 1 | EA | 0 | E | 0 | 75 | 10.2 | E | 10.2 | 765 | 765 | 12.75 | 15.3 |  |  |  | 149544
15 | 800A 600V DSN SW FUSIBLE - NEMA 7 | 1 | 0% | 1 | EA | 0 | E | 0 | 75 | 12 | E | 12 | 900 | 900 | 15 | 18 |  |  |  | 149547
16 | 800A 600V DSN SW FUSIBLE - NEMA 9 | 1 | 0% | 1 | EA | 0 | E | 0 | 75 | 12 | E | 12 | 900 | 900 | 15 | 18 |  |  |  | 149550
17 | 800A 600V DSN SW FUSIBLE - NEMA 12 | 1 | 0% | 1 | EA | 0 | E | 0 | 75 | 9.3 | E | 9.3 | 697.5 | 697.5 | 11.63 | 13.95 |  |  |  | 149553
18 | 800A 600V DSN SW FUSIBLE - NEMA 13 | 1 | 0% | 1 | EA | 0 | E | 0 | 75 | 9.3 | E | 9.3 | 697.5 | 697.5 | 11.63 | 13.95 |  |  |  | 149556
1 | 1200A 250V DSN SW FUSIBLE - NEMA 1 | 1 | 0% | 1 | EA | 0 | E | 0 | 75 | 10.8 | E | 10.8 | 810 | 810 | 13.5 | 16.2 | 24 | 30 | 36 | 149586
2 | 1200A 250V DSN SW FUSIBLE - NEMA 3 | 1 | 0% | 1 | EA | 0 | E | 0 | 75 | 12 | E | 12 | 900 | 900 | 15 | 18 | 26 | 32.5 | 39 | 149589
3 | 1200A 250V DSN SW FUSIBLE - NEMA 4 | 1 | 0% | 1 | EA | 0 | E | 0 | 75 | 13.2 | E | 13.2 | 990 | 990 | 16.5 | 19.8 |  |  |  | 149592
4 | 1200A 250V DSN SW FUSIBLE - NEMA 4X | 1 | 0% | 1 | EA | 0 | E | 0 | 75 | 13.2 | E | 13.2 | 990 | 990 | 16.5 | 19.8 | 29 | 36.25 | 43.5 | 149595
5 | 1200A 250V DSN SW FUSIBLE - NEMA 5 | 1 | 0% | 1 | EA | 0 | E | 0 | 75 | 13.2 | E | 13.2 | 990 | 990 | 16.5 | 19.8 |  |  |  | 149598
6 | 1200A 250V DSN SW FUSIBLE - NEMA 7 | 1 | 0% | 1 | EA | 0 | E | 0 | 75 | 15 | E | 15 | 1125 | 1125 | 18.75 | 22.5 |  |  |  | 149601
7 | 1200A 250V DSN SW FUSIBLE - NEMA 9 | 1 | 0% | 1 | EA | 0 | E | 0 | 75 | 15 | E | 15 | 1125 | 1125 | 18.75 | 22.5 |  |  |  | 149604
8 | 1200A 250V DSN SW FUSIBLE - NEMA 12 | 1 | 0% | 1 | EA | 0 | E | 0 | 75 | 12 | E | 12 | 900 | 900 | 15 | 18 |  |  |  | 149607
9 | 1200A 250V DSN SW FUSIBLE - NEMA 13 | 1 | 0% | 1 | EA | 0 | E | 0 | 75 | 12 | E | 12 | 900 | 900 | 15 | 18 |  |  |  | 149610
10 | 1200A 600V DSN SW FUSIBLE - NEMA 1 | 1 | 0% | 1 | EA | 7679.58 | E | 7679.58 | 75 | 10.8 | E | 10.8 | 810 | 8489.58 | 13.5 | 16.2 | 26 | 32.5 | 39 | 149613
11 | 1200A 600V DSN SW FUSIBLE - NEMA 3 | 1 | 0% | 1 | EA | 0 | E | 0 | 75 | 12 | E | 12 | 900 | 900 | 15 | 18 | 26 | 32.5 | 39 | 149616
12 | 1200A 600V DSN SW FUSIBLE - NEMA 4 | 1 | 0% | 1 | EA | 0 | E | 0 | 75 | 13.2 | E | 13.2 | 990 | 990 | 16.5 | 19.8 |  |  |  | 149619
13 | 1200A 600V DSN SW FUSIBLE - NEMA 4X | 1 | 0% | 1 | EA | 0 | E | 0 | 75 | 13.2 | E | 13.2 | 990 | 990 | 16.5 | 19.8 | 29 | 36.25 | 43.5 | 149622
14 | 1200A 600V DSN SW FUSIBLE - NEMA 5 | 1 | 0% | 1 | EA | 0 | E | 0 | 75 | 13.2 | E | 13.2 | 990 | 990 | 16.5 | 19.8 |  |  |  | 149625
15 | 1200A 600V DSN SW FUSIBLE - NEMA 7 | 1 | 0% | 1 | EA | 0 | E | 0 | 75 | 15 | E | 15 | 1125 | 1125 | 18.75 | 22.5 |  |  |  | 149628
16 | 1200A 600V DSN SW FUSIBLE - NEMA 9 | 1 | 0% | 1 | EA | 0 | E | 0 | 75 | 15 | E | 15 | 1125 | 1125 | 18.75 | 22.5 |  |  |  | 149631
17 | 1200A 600V DSN SW FUSIBLE - NEMA 12 | 1 | 0% | 1 | EA | 0 | E | 0 | 75 | 12 | E | 12 | 900 | 900 | 15 | 18 |  |  |  | 149634
18 | 1200A 600V DSN SW FUSIBLE - NEMA 13 | 1 | 0% | 1 | EA | 0 | E | 0 | 75 | 12 | E | 12 | 900 | 900 | 15 | 18 |  |  |  | 149637
DSN SW NON-FUS
1 | 30A 250/600V DSN SW NON-FUS - NEMA 1 | 1 | 0% | 1 | EA | 207.08 | E | 207.08 | 75 | 1 | E | 1 | 75 | 282.08 | 1.25 | 1.5 | 2 | 2.5 | 3 | 149073
2 | 30A 250/600V DSN SW NON-FUS - NEMA 3R | 1 | 0% | 1 | EA | 239.68 | E | 239.68 | 75 | 1.1 | E | 1.1 | 82.5 | 322.18 | 1.38 | 1.65 | 2.2 | 2.75 | 3.3 | 149076
3 | 30A 250/600V DSN SW NON-FUS - NEMA 4 | 1 | 0% | 1 | EA | 0 | E | 0 | 75 | 1.2 | E | 1.2 | 90 | 90 | 1.5 | 1.8 |  |  |  | 149079
4 | 30A 250/600V DSN SW NON-FUS - NEMA 4X | 1 | 0% | 1 | EA | 0 | E | 0 | 75 | 1.2 | E | 1.2 | 90 | 90 | 1.5 | 1.8 | 2.4 | 3 | 3.6 | 149082
5 | 30A 250/600V DSN SW NON-FUS - NEMA 5 | 1 | 0% | 1 | EA | 0 | E | 0 | 75 | 1.2 | E | 1.2 | 90 | 90 | 1.5 | 1.8 |  |  |  | 149085
6 | 30A 250/600V DSN SW NON-FUS - NEMA 7 | 1 | 0% | 1 | EA | 0 | E | 0 | 75 | 2.7 | E | 2.7 | 202.5 | 202.5 | 3.38 | 4.05 | 3.5 | 4.35 | 5.25 | 149088
7 | 30A 250/600V DSN SW NON-FUS - NEMA 9 | 1 | 0% | 1 | EA | 0 | E | 0 | 75 | 2.7 | E | 2.7 | 202.5 | 202.5 | 3.38 | 4.05 | 3.5 | 4.35 | 5.25 | 149091
8 | 30A 250/600V DSN SW NON-FUS - NEMA 12 | 1 | 0% | 1 | EA | 368.38 | E | 368.38 | 75 | 1.1 | E | 1.1 | 82.5 | 450.88 | 1.38 | 1.65 |  |  |  | 149094
9 | 30A 250/600V DSN SW NON-FUS - NEMA 13 | 1 | 0% | 1 | EA | 0 | E | 0 | 75 | 1.1 | E | 1.1 | 82.5 | 82.5 | 1.38 | 1.65 |  |  |  | 149097
1 | 60A 250/600V DSN SW NON-FUS - NEMA 1 | 1 | 0% | 1 | EA | 254.37 | E | 254.37 | 75 | 1.4 | E | 1.4 | 105 | 359.37 | 1.75 | 2.1 | 3 | 3.75 | 4.5 | 149154
2 | 60A 250/600V DSN SW NON-FUS - NEMA 3R | 1 | 0% | 1 | EA | 429.58 | E | 429.58 | 75 | 1.55 | E | 1.55 | 116.25 | 545.83 | 1.94 | 2.33 | 3.3 | 4.13 | 4.95 | 149157
3 | 60A 250/600V DSN SW NON-FUS - NEMA 4 | 1 | 0% | 1 | EA | 0 | E | 0 | 75 | 1.7 | E | 1.7 | 127.5 | 127.5 | 2.13 | 2.55 |  |  |  | 149160
4 | 60A 250/600V DSN SW NON-FUS - NEMA 4X | 1 | 0% | 1 | EA | 0 | E | 0 | 75 | 1.7 | E | 1.7 | 127.5 | 127.5 | 2.13 | 2.55 | 3.6 | 4.5 | 5.4 | 149163
5 | 60A 250/600V DSN SW NON-FUS - NEMA 5 | 1 | 0% | 1 | EA | 0 | E | 0 | 75 | 1.7 | E | 1.7 | 127.5 | 127.5 | 2.13 | 2.55 |  |  |  | 149166
6 | 60A 250/600V DSN SW NON-FUS - NEMA 7 | 1 | 0% | 1 | EA | 0 | E | 0 | 75 | 3.2 | E | 3.2 | 240 | 240 | 4 | 4.8 | 4 | 5 | 6 | 149169
7 | 60A 250/600V DSN SW NON-FUS - NEMA 9 | 1 | 0% | 1 | EA | 0 | E | 0 | 75 | 3.2 | E | 3.2 | 240 | 240 | 4 | 4.8 | 4 | 5 | 6 | 149172
8 | 60A 250/600V DSN SW NON-FUS - NEMA 12 | 1 | 0% | 1 | EA | 521.76 | E | 521.76 | 75 | 1.55 | E | 1.55 | 116.25 | 638.01 | 1.94 | 2.33 |  |  |  | 149175
9 | 60A 250/600V DSN SW NON-FUS - NEMA 13 | 1 | 0% | 1 | EA | 0 | E | 0 | 75 | 1.55 | E | 1.55 | 116.25 | 116.25 | 1.94 | 2.33 |  |  |  | 149178
1 | 100A 250/600V DSN SW NON-FUS - NEMA 1 | 1 | 0% | 1 | EA | 399.35 | E | 399.35 | 75 | 1.75 | E | 1.75 | 131.25 | 530.6 | 2.19 | 2.63 | 4 | 5 | 6 | 149235
2 | 100A 250/600V DSN SW NON-FUS - NEMA 3R | 1 | 0% | 1 | EA | 596.7 | E | 596.7 | 75 | 1.9 | E | 1.9 | 142.5 | 739.2 | 2.38 | 2.85 | 4.4 | 5.5 | 6.6 | 149238
3 | 100A 250/600V DSN SW NON-FUS - NEMA 4 | 1 | 0% | 1 | EA | 0 | E | 0 | 75 | 2.1 | E | 2.1 | 157.5 | 157.5 | 2.63 | 3.15 |  |  |  | 149241
4 | 100A 250/600V DSN SW NON-FUS - NEMA 4X | 1 | 0% | 1 | EA | 0 | E | 0 | 75 | 2.1 | E | 2.1 | 157.5 | 157.5 | 2.63 | 3.15 | 4.8 | 6 | 7.2 | 149244
5 | 100A 250/600V DSN SW NON-FUS - NEMA 5 | 1 | 0% | 1 | EA | 0 | E | 0 | 75 | 2.1 | E | 2.1 | 157.5 | 157.5 | 2.63 | 3.15 |  |  |  | 149247
6 | 100A 250/600V DSN SW NON-FUS - NEMA 7 | 1 | 0% | 1 | EA | 0 | E | 0 | 75 | 4.1 | E | 4.1 | 307.5 | 307.5 | 5.13 | 6.15 | 5 | 6.25 | 7.5 | 149250
7 | 100A 250/600V DSN SW NON-FUS - NEMA 9 | 1 | 0% | 1 | EA | 0 | E | 0 | 75 | 4.1 | E | 4.1 | 307.5 | 307.5 | 5.13 | 6.15 | 5 | 6.25 | 7.5 | 149253
8 | 100A 250/600V DSN SW NON-FUS - NEMA 12 | 1 | 0% | 1 | EA | 779.31 | E | 779.31 | 75 | 1.9 | E | 1.9 | 142.5 | 921.81 | 2.38 | 2.85 |  |  |  | 149256
9 | 100A 250/600V DSN SW NON-FUS - NEMA 13 | 1 | 0% | 1 | EA | 0 | E | 0 | 75 | 1.9 | E | 1.9 | 142.5 | 142.5 | 2.38 | 2.85 |  |  |  | 149259
1 | 200A 600V DSN SW NON-FUS - NEMA 1 | 1 | 0% | 1 | EA | 622.1 | E | 622.1 | 75 | 2.8 | E | 2.8 | 210 | 832.1 | 3.5 | 4.2 | 7 | 8.75 | 10.5 | 149316
2 | 200A 600V DSN SW NON-FUS - NEMA 3R | 1 | 0% | 1 | EA | 742.84 | E | 742.84 | 75 | 3.1 | E | 3.1 | 232.5 | 975.34 | 3.88 | 4.65 | 7.7 | 9.63 | 11.55 | 149319
3 | 200A 600V DSN SW NON-FUS - NEMA 4 | 1 | 0% | 1 | EA | 0 | E | 0 | 75 | 3.4 | E | 3.4 | 255 | 255 | 4.25 | 5.1 |  |  |  | 149322
4 | 200A 600V DSN SW NON-FUS - NEMA 4X | 1 | 0% | 1 | EA | 0 | E | 0 | 75 | 3.4 | E | 3.4 | 255 | 255 | 4.25 | 5.1 | 8.4 | 10.5 | 12.6 | 149325
5 | 200A 600V DSN SW NON-FUS - NEMA 5 | 1 | 0% | 1 | EA | 0 | E | 0 | 75 | 3.4 | E | 3.4 | 255 | 255 | 4.25 | 5.1 |  |  |  | 149328
6 | 200A 600V DSN SW NON-FUS - NEMA 7 | 1 | 0% | 1 | EA | 0 | E | 0 | 75 | 5.4 | E | 5.4 | 405 | 405 | 6.75 | 8.1 | 7 | 8.75 | 10 | 149331
7 | 200A 600V DSN SW NON-FUS - NEMA 9 | 1 | 0% | 1 | EA | 0 | E | 0 | 75 | 5.4 | E | 5.4 | 405 | 405 | 6.75 | 8.1 | 7 | 8.75 | 10 | 149334
8 | 200A 600V DSN SW NON-FUS - NEMA 12 | 1 | 0% | 1 | EA | 895.55 | E | 895.55 | 75 | 3.1 | E | 3.1 | 232.5 | 1128.05 | 3.88 | 4.65 |  |  |  | 149337
9 | 200A 600V DSN SW NON-FUS - NEMA 13 | 1 | 0% | 1 | EA | 0 | E | 0 | 75 | 3.1 | E | 3.1 | 232.5 | 232.5 | 3.88 | 4.65 |  |  |  | 149340
1 | 400A 600V DSN SW NON-FUS - NEMA 1 | 1 | 0% | 1 | EA | 1131.49 | E | 1131.49 | 75 | 4 | E | 4 | 300 | 1431.49 | 5 | 6 | 10 | 12.5 | 15 | 149397
2 | 400A 600V DSN SW NON-FUS - NEMA 3R | 1 | 0% | 1 | EA | 1533.13 | E | 1533.13 | 75 | 4.4 | E | 4.4 | 330 | 1863.13 | 5.5 | 6.6 | 11 | 13.75 | 16.5 | 149400
3 | 400A 600V DSN SW NON-FUS - NEMA 4 | 1 | 0% | 1 | EA | 0 | E | 0 | 75 | 4.8 | E | 4.8 | 360 | 360 | 6 | 7.2 |  |  |  | 149403
4 | 400A 600V DSN SW NON-FUS - NEMA 4X | 1 | 0% | 1 | EA | 0 | E | 0 | 75 | 4.8 | E | 4.8 | 360 | 360 | 6 | 7.2 | 12 | 15 | 18 | 149406
5 | 400A 600V DSN SW NON-FUS - NEMA 5 | 1 | 0% | 1 | EA | 0 | E | 0 | 75 | 4.8 | E | 4.8 | 360 | 360 | 6 | 7.2 |  |  |  | 149409
6 | 400A 600V DSN SW NON-FUS - NEMA 7 | 1 | 0% | 1 | EA | 0 | E | 0 | 75 | 6.3 | E | 6.3 | 472.5 | 472.5 | 7.88 | 9.45 |  |  |  | 149412
7 | 400A 600V DSN SW NON-FUS - NEMA 9 | 1 | 0% | 1 | EA | 0 | E | 0 | 75 | 6.3 | E | 6.3 | 472.5 | 472.5 | 7.88 | 9.45 |  |  |  | 149415
8 | 400A 600V DSN SW NON-FUS - NEMA 12 | 1 | 0% | 1 | EA | 2801.87 | E | 2801.87 | 75 | 4.4 | E | 4.4 | 330 | 3131.87 | 5.5 | 6.6 |  |  |  | 149418
9 | 400A 600V DSN SW NON-FUS - NEMA 13 | 1 | 0% | 1 | EA | 0 | E | 0 | 75 | 4.4 | E | 4.4 | 330 | 330 | 5.5 | 6.6 |  |  |  | 149421
1 | 600A 600V DSN SW NON-FUS - NEMA 1 | 1 | 0% | 1 | EA | 1963.55 | E | 1963.55 | 75 | 5.6 | E | 5.6 | 420 | 2383.55 | 7 | 8.4 | 14 | 17.5 | 21 | 149478
2 | 600A 600V DSN SW NON-FUS - NEMA 3R | 1 | 0% | 1 | EA | 3172.44 | E | 3172.44 | 75 | 6.2 | E | 6.2 | 465 | 3637.44 | 7.75 | 9.3 | 15 | 18.75 | 22.5 | 149481
3 | 600A 600V DSN SW NON-FUS - NEMA 4 | 1 | 0% | 1 | EA | 0 | E | 0 | 75 | 6.8 | E | 6.8 | 510 | 510 | 8.5 | 10.2 |  |  |  | 149484
4 | 600A 600V DSN SW NON-FUS - NEMA 4X | 1 | 0% | 1 | EA | 0 | E | 0 | 75 | 6.8 | E | 6.8 | 510 | 510 | 8.5 | 10.2 | 17 | 21.25 | 25.5 | 149487
5 | 600A 600V DSN SW NON-FUS - NEMA 5 | 1 | 0% | 1 | EA | 0 | E | 0 | 75 | 6.8 | E | 6.8 | 510 | 510 | 8.5 | 10.2 |  |  |  | 149490
6 | 600A 600V DSN SW NON-FUS - NEMA 7 | 1 | 0% | 1 | EA | 0 | E | 0 | 75 | 8.1 | E | 8.1 | 607.5 | 607.5 | 10.13 | 12.15 |  |  |  | 149493
7 | 600A 600V DSN SW NON-FUS - NEMA 9 | 1 | 0% | 1 | EA | 0 | E | 0 | 75 | 8.1 | E | 8.1 | 607.5 | 607.5 | 10.13 | 12.15 |  |  |  | 149496
8 | 600A 600V DSN SW NON-FUS - NEMA 12 | 1 | 0% | 1 | EA | 5219.28 | E | 5219.28 | 75 | 6.2 | E | 6.2 | 465 | 5684.28 | 7.75 | 9.3 |  |  |  | 149499
9 | 600A 600V DSN SW NON-FUS - NEMA 13 | 1 | 0% | 1 | EA | 0 | E | 0 | 75 | 6.2 | E | 6.2 | 465 | 465 | 7.75 | 9.3 |  |  |  | 149502
1 | 800A 600V DSN SW NON-FUS - NEMA 1 | 1 | 0% | 1 | EA | 4196.64 | E | 4196.64 | 75 | 7.7 | E | 7.7 | 577.5 | 4774.14 | 9.63 | 11.55 | 18 | 22.5 | 27 | 149559
2 | 800A 600V DSN SW NON-FUS - NEMA 3R | 1 | 0% | 1 | EA | 5556.05 | E | 5556.05 | 75 | 8.5 | E | 8.5 | 637.5 | 6193.55 | 10.63 | 12.75 | 20 | 25 | 30 | 149562
3 | 800A 600V DSN SW NON-FUS - NEMA 4 | 1 | 0% | 1 | EA | 0 | E | 0 | 75 | 9.5 | E | 9.5 | 712.5 | 712.5 | 11.88 | 14.25 |  |  |  | 149565
4 | 800A 600V DSN SW NON-FUS - NEMA 4X | 1 | 0% | 1 | EA | 0 | E | 0 | 75 | 9.5 | E | 9.5 | 712.5 | 712.5 | 11.88 | 14.25 | 22 | 27.5 | 33 | 149568
5 | 800A 600V DSN SW NON-FUS - NEMA 5 | 1 | 0% | 1 | EA | 0 | E | 0 | 75 | 9.5 | E | 9.5 | 712.5 | 712.5 | 11.88 | 14.25 |  |  |  | 149571
6 | 800A 600V DSN SW NON-FUS - NEMA 7 | 1 | 0% | 1 | EA | 0 | E | 0 | 75 | 10.8 | E | 10.8 | 810 | 810 | 13.5 | 16.2 |  |  |  | 149574
7 | 800A 600V DSN SW NON-FUS - NEMA 9 | 1 | 0% | 1 | EA | 0 | E | 0 | 75 | 10.8 | E | 10.8 | 810 | 810 | 13.5 | 16.2 |  |  |  | 149577
8 | 800A 600V DSN SW NON-FUS - NEMA 12 | 1 | 0% | 1 | EA | 0 | E | 0 | 75 | 8.5 | E | 8.5 | 637.5 | 637.5 | 10.63 | 12.75 |  |  |  | 149580
9 | 800A 600V DSN SW NON-FUS - NEMA 13 | 1 | 0% | 1 | EA | 0 | E | 0 | 75 | 8.5 | E | 8.5 | 637.5 | 637.5 | 10.63 | 12.75 |  |  |  | 149583
1 | 1200A 600V DSN SW NON-FUS - NEMA 1 | 1 | 0% | 1 | EA | 5290.99 | E | 5290.99 | 75 | 10 | E | 10 | 750 | 6040.99 | 12.5 | 15 | 22 | 27.5 | 33 | 149640
2 | 1200A 600V DSN SW NON-FUS - NEMA 3R | 1 | 0% | 1 | EA | 0 | E | 0 | 75 | 11 | E | 11 | 825 | 825 | 13.75 | 16.5 | 24 | 30 | 36 | 149643
3 | 1200A 600V DSN SW NON-FUS - NEMA 4 | 1 | 0% | 1 | EA | 0 | E | 0 | 75 | 12 | E | 12 | 900 | 900 | 15 | 18 |  |  |  | 149646
4 | 1200A 600V DSN SW NON-FUS - NEMA 4X | 1 | 0% | 1 | EA | 0 | E | 0 | 75 | 12 | E | 12 | 900 | 900 | 15 | 18 | 26 | 32.5 | 39 | 149649
5 | 1200A 600V DSN SW NON-FUS - NEMA 5 | 1 | 0% | 1 | EA | 0 | E | 0 | 75 | 12 | E | 12 | 900 | 900 | 15 | 18 |  |  |  | 149652
6 | 1200A 600V DSN SW NON-FUS - NEMA 7 | 1 | 0% | 1 | EA | 0 | E | 0 | 75 | 13.5 | E | 13.5 | 1012.5 | 1012.5 | 16.88 | 20.25 |  |  |  | 149655
7 | 1200A 600V DSN SW NON-FUS - NEMA 9 | 1 | 0% | 1 | EA | 0 | E | 0 | 75 | 13.5 | E | 13.5 | 1012.5 | 1012.5 | 16.88 | 20.25 |  |  |  | 149658
8 | 1200A 600V DSN SW NON-FUS - NEMA 12 | 1 | 0% | 1 | EA | 0 | E | 0 | 75 | 11 | E | 11 | 825 | 825 | 13.75 | 16.5 |  |  |  | 149661
9 | 1200A 600V DSN SW NON-FUS - NEMA 13 | 1 | 0% | 1 | EA | 0 | E | 0 | 75 | 11 | E | 11 | 825 | 825 | 13.75 | 16.5 |  |  |  | 149664
1 | DSN SWITCH 30-60A NEUTRAL BAR | 1 | 0% | 1 | EA | 56.22 | E | 56.22 | 75 | 0.2 | E | 0.2 | 15 | 71.22 | 0.25 | 0.3 |  |  |  | 149667
2 | DSN SWITCH 100A NEUTRAL BAR | 1 | 0% | 1 | EA | 113.34 | E | 113.34 | 75 | 0.3 | E | 0.3 | 22.5 | 135.84 | 0.38 | 0.45 |  |  |  | 149670
3 | DSN SWITCH 200A NEUTRAL BAR | 1 | 0% | 1 | EA | 120.99 | E | 120.99 | 75 | 0.4 | E | 0.4 | 30 | 150.99 | 0.5 | 0.6 |  |  |  | 149673
4 | DSN SWITCH 400A NEUTRAL BAR | 1 | 0% | 1 | EA | 207.61 | E | 207.61 | 75 | 0.5 | E | 0.5 | 37.5 | 245.11 | 0.63 | 0.75 |  |  |  | 149676
5 | DSN SWITCH 600A NEUTRAL BAR | 1 | 0% | 1 | EA | 220.74 | E | 220.74 | 75 | 0.5 | E | 0.5 | 37.5 | 258.24 | 0.63 | 0.75 |  |  |  | 149679
6 | DSN SWITCH 800A NEUTRAL BAR | 1 | 0% | 1 | EA | 512.55 | E | 512.55 | 75 | 1.1 | E | 1.1 | 82.5 | 595.05 | 1.38 | 1.65 |  |  |  | 149682
7 | DSN SWITCH 1200A NEUTRAL BAR | 1 | 0% | 1 | EA | 0 | E | 0 | 75 | 1.4 | E | 1.4 | 105 | 105 | 1.75 | 2.1 |  |  |  | 149685
8 | DSN SWITCH STORAGE | 1 | 0% | 1 | EA | 0 | E | 0 | 75 | 0 | E | 0 | 0 | 0 | [5 empty] | 149688
9 | DSN SWITCH RECEIVE AND UNLOAD | 1 | 0% | 1 | EA | 0 | E | 0 | 75 | 0 | E | 0 | 0 | 0 | [5 empty] | 149691
10 | DSN SWITCH PUT INTO PLACE | 1 | 0% | 1 | EA | 0 | E | 0 | 75 | 0 | E | 0 | 0 | 0 | [5 empty] | 149694
11 | DSN SWITCH TESTING | 1 | 0% | 1 | EA | 0 | E | 0 | 75 | 0 | E | 0 | 0 | 0 | [5 empty] | 149697
12 | DSN SWITCH COMMISSIONING | 1 | 0% | 1 | EA | 0 | E | 0 | 75 | 0 | E | 0 | 0 | 0 | [5 empty] | 149700
13 | DSN SWITCH RELOCATION | 1 | 0% | 1 | EA | 0 | E | 0 | 75 | 0 | E | 0 | 0 | 0 | [5 empty] | 149703
1 | 30A 120V 1P+SN GP FUSIBLE DSN SW | 1 | 0% | 1 | EA | 51.6 | E | 51.6 | 75 | 1 | E | 1 | 75 | 126.6 | 1.25 | 1.5 |  |  |  | 149706
2 | 30A 250V 2P+SN GP FUSIBLE DSN SW | 1 | 0% | 1 | EA | 51.39 | E | 51.39 | 75 | 1.1 | E | 1.1 | 82.5 | 133.89 | 1.38 | 1.65 | 2.2 | 2.75 | 3.3 | 149709
3 | 60A 250V 2P+SN GP FUSIBLE DSN SW | 1 | 0% | 1 | EA | 86.9 | E | 86.9 | 75 | 1.5 | E | 1.5 | 112.5 | 199.4 | 1.88 | 2.25 | 3.3 | 4.13 | 4.95 | 149712
4 | 100A 250V 2P+SN GP FUSIBLE DSN SW | 1 | 0% | 1 | EA | 175.59 | E | 175.59 | 75 | 1.9 | E | 1.9 | 142.5 | 318.09 | 2.38 | 2.85 | 4.4 | 5.5 | 6.6 | 149715
5 | 200A 250V 2P+SN GP FUSIBLE DSN SW | 1 | 0% | 1 | EA | 370.41 | E | 370.41 | 75 | 3.1 | E | 3.1 | 232.5 | 602.91 | 3.88 | 4.65 | 7.7 | 9.63 | 11.55 | 149718
6 | 400A 250V 2P+SN GP FUSIBLE DSN SW | 1 | 0% | 1 | EA | 1066 | E | 1066 | 75 | 4.4 | E | 4.4 | 330 | 1396 | 5.5 | 6.6 | 11 | 13.75 | 16.5 | 149721
7 | 600A 250V 2P+SN GP FUSIBLE DSN SW | 1 | 0% | 1 | EA | 2078.96 | E | 2078.96 | 75 | 6 | E | 6 | 450 | 2528.96 | 7.5 | 9 | 15 | 18.75 | 22.5 | 149724
8 | 30A 250V 3P+SN GP FUSIBLE DSN SW | 1 | 0% | 1 | EA | 79.45 | E | 79.45 | 75 | 1.35 | E | 1.35 | 101.25 | 180.7 | 1.69 | 2.03 | 2.7 | 3.38 | 4.05 | 149727
9 | 60A 250V 3P+SN GP FUSIBLE DSN SW | 1 | 0% | 1 | EA | 138.49 | E | 138.49 | 75 | 1.75 | E | 1.75 | 131.25 | 269.74 | 2.19 | 2.63 | 3.8 | 4.75 | 5.7 | 149730
10 | 100A 250V 3P+SN GP FUSIBLE DSN SW | 1 | 0% | 1 | EA | 235.19 | E | 235.19 | 75 | 2.4 | E | 2.4 | 180 | 415.19 | 3 | 3.6 | 5.5 | 6.88 | 8.25 | 149733
11 | 200A 250V 3P+SN GP FUSIBLE DSN SW | 1 | 0% | 1 | EA | 490.7 | E | 490.7 | 75 | 3.6 | E | 3.6 | 270 | 760.7 | 4.5 | 5.4 | 9 | 11.25 | 13.5 | 149736
12 | 400A 250V 3P+SN GP FUSIBLE DSN SW | 1 | 0% | 1 | EA | 1277.55 | E | 1277.55 | 75 | 5.2 | E | 5.2 | 390 | 1667.55 | 6.5 | 7.8 | 13 | 16.25 | 19.5 | 149739
13 | 600A 250V 3P+SN GP FUSIBLE DSN SW | 1 | 0% | 1 | EA | 2550.28 | E | 2550.28 | 75 | 6.8 | E | 6.8 | 510 | 3060.28 | 8.5 | 10.2 | 17 | 21.25 | 25.5 | 149742
14 | 30A 600V 2P NON-FUS WP HVAC DSN SW | 1 | 0% | 1 | EA | 0 | E | 0 | 75 | 0.95 | E | 0.95 | 71.25 | 71.25 | 1.19 | 1.43 | 1.9 | 2.38 | 2.85 | 149745
15 | 30A 600V 3P NON-FUS WP HVAC DSN SW | 1 | 0% | 1 | EA | 0 | E | 0 | 75 | 1.1 | E | 1.1 | 82.5 | 82.5 | 1.38 | 1.65 | 2.2 | 2.75 | 3.3 | 149748
16 | 60A 600V 2P NON-FUS WP HVAC DSN SW | 1 | 0% | 1 | EA | 0 | E | 0 | 75 | 1.25 | E | 1.25 | 93.75 | 93.75 | 1.56 | 1.88 | 2.8 | 3.5 | 4.2 | 149751
17 | 60A 600V 3P NON-FUS WP HVAC DSN SW | 1 | 0% | 1 | EA | 0 | E | 0 | 75 | 1.55 | E | 1.55 | 116.25 | 116.25 | 1.94 | 2.33 | 3.3 | 4.13 | 4.95 | 149754
1 | 30A 250V 2PDT NON-FUS SW NEMA 1 | 1 | 0% | 1 | EA | 233.26 | E | 233.26 | 75 | 2 | E | 2 | 150 | 383.26 | 2.5 | 3 |  |  |  | 149757
2 | 60A 250V 2PDT NON-FUS SW NEMA 1 | 1 | 0% | 1 | EA | 663.74 | E | 663.74 | 75 | 3 | E | 3 | 225 | 888.74 | 3.75 | 4.5 |  |  |  | 231702
3 | 100A 250V 2PDT NON-FUS SW NEMA 1 | 1 | 0% | 1 | EA | 982.35 | E | 982.35 | 75 | 3.6 | E | 3.6 | 270 | 1252.35 | 4.5 | 5.4 |  |  |  | 231705
4 | 200A 250V 2PDT NON-FUS SW NEMA 1 | 1 | 0% | 1 | EA | 1077.84 | E | 1077.84 | 75 | 4.5 | E | 4.5 | 337.5 | 1415.34 | 5.63 | 6.75 |  |  |  | 231708
5 | 400A 250V 2PDT NON-FUS SW NEMA 1 | 1 | 0% | 1 | EA | 5850 | E | 5850 | 75 | 7 | E | 7 | 525 | 6375 | 8.75 | 10.5 |  |  |  | 231711
6 | 30A 250V 3PDT NON-FUS SW NEMA 1 | 1 | 0% | 1 | EA | 271.56 | E | 271.56 | 75 | 2.4 | E | 2.4 | 180 | 451.56 | 3 | 3.6 |  |  |  | 149760
7 | 60A 250V 3PDT NON-FUS SW NEMA 1 | 1 | 0% | 1 | EA | 777.43 | E | 777.43 | 75 | 3 | E | 3 | 225 | 1002.43 | 3.75 | 4.5 |  |  |  | 231714
8 | 100A 250V 3PDT NON-FUS SW NEMA 1 | 1 | 0% | 1 | EA | 1088.28 | E | 1088.28 | 75 | 3.6 | E | 3.6 | 270 | 1358.28 | 4.5 | 5.4 |  |  |  | 231717
9 | 200A 250V 3PDT NON-FUS SW NEMA 1 | 1 | 0% | 1 | EA | 1822.63 | E | 1822.63 | 75 | 4.5 | E | 4.5 | 337.5 | 2160.13 | 5.63 | 6.75 |  |  |  | 231720
10 | 400A 250V 3PDT NON-FUS SW NEMA 1 | 1 | 0% | 1 | EA | 8040 | E | 8040 | 75 | 7 | E | 7 | 525 | 8565 | 8.75 | 10.5 |  |  |  | 231723
11 | 600A 250V 3PDT NON-FUS SW NEMA 1 | 1 | 0% | 1 | EA | 7725.01 | E | 7725.01 | 75 | 10 | E | 10 | 750 | 8475.01 | 12.5 | 15 |  |  |  | 231726
12 | 30A 600V 3PDT NON-FUS SW NEMA 1 | 1 | 0% | 1 | EA | 592.44 | E | 592.44 | 75 | 2.4 | E | 2.4 | 180 | 772.44 | 3 | 3.6 |  |  |  | 231729
13 | 60A 600V 3PDT NON-FUS SW NEMA 1 | 1 | 0% | 1 | EA | 878.55 | E | 878.55 | 75 | 3 | E | 3 | 225 | 1103.55 | 3.75 | 4.5 |  |  |  | 149763
14 | 100A 600V 3PDT NON-FUS SW NEMA 1 | 1 | 0% | 1 | EA | 1287.33 | E | 1287.33 | 75 | 3.6 | E | 3.6 | 270 | 1557.33 | 4.5 | 5.4 |  |  |  | 149766
15 | 200A 600V 3PDT NON-FUS SW NEMA 1 | 1 | 0% | 1 | EA | 1993.37 | E | 1993.37 | 75 | 4.5 | E | 4.5 | 337.5 | 2330.87 | 5.63 | 6.75 |  |  |  | 149769
16 | 400A 600V 3PDT NON-FUS SW NEMA 1 | 1 | 0% | 1 | EA | 8213 | E | 8213 | 75 | 7 | E | 7 | 525 | 8738 | 8.75 | 10.5 |  |  |  | 149772
17 | 600A 600V 3PDT NON-FUS SW NEMA 1 | 1 | 0% | 1 | EA | 8720.89 | E | 8720.89 | 75 | 10 | E | 10 | 750 | 9470.89 | 12.5 | 15 |  |  |  | 149775

## Junction Box
[12 empty] | LABOR RATE |  | 75
SR. NO. | DESCRIPTION | QUANTITY | WASTAGE | QTY WITH WASTAGE | UNIT | UNIT COST | UNIT | MATERIAL COST | LABOR RATE | LABOR | UNIT | TOTAL HOURS | LABOR COST | TOTAL COST | NECA 1 | NECA 2 | NECA 3 | REFERENCE CODE
1 | 4x 1 1/2" OCT BOX 1/2" KO | 1 | [15 empty] | 124203
| 4x 1 1/2" OCT BOX 1/2" KO | 1 | 0% | 1 | EA | 330.07 | C | 3.3007 | 75 | 22 | C | 0.22 | 16.5 | 19.8007 | 30 | 35 | 40 | 124203
| 4" OCT BLANK COVER | 1 | 0% | 1 | EA | 103.79 | C | 1.0379 | 75 | 2.5 | C | 0.025 | 1.875 | 2.9129 | 8 | 9 | 10 | 124242
| #8 TO #10 x 7/8 PLAS ANCHOR (3/16) | 2 | 0% | 2 | EA | 9.19 | C | 0.1838 | 75 | 6 | C | 0.12 | 9 | 9.1838 | 15 | 18.7 | 22.5 | 139596
| #10x 1 P/H SELF-TAP SCREW | 2 | 0% | 2 | EA | 12.42 | C | 0.2484 | 75 | 3 | C | 0.06 | 4.5 | 4.7484 | 3.15 | 3.94 | 4.92 | 140193
2 | JUNCTION BOX | 1 | [15 empty] | 124314
| 4 x 1 1/2" SQ BOX COMB KO | 1 | 0% | 1 | EA | 404.23 | C | 4.0423 | 75 | 23 | C | 0.23 | 17.25 | 21.2923 | 30 | 35 | 40 | 124314
| 4" SQ BLANK COVER | 1 | 0% | 1 | EA | 150.32 | C | 1.5032 | 75 | 2.5 | C | 0.025 | 1.875 | 3.3782 | 8 | 9 | 10 | 124377
| #8 TO #10 x 7/8 PLAS ANCHOR (3/16) | 2 | 0% | 2 | EA | 9.19 | C | 0.1838 | 75 | 6 | C | 0.12 | 9 | 9.1838 | 15 | 18.7 | 22.5 | 139596
| #10x 1 P/H SELF-TAP SCREW | 2 | 0% | 2 | EA | 12.42 | C | 0.2484 | 75 | 3 | C | 0.06 | 4.5 | 4.7484 | 3.15 | 3.94 | 4.92 | 140193
3 | JUNCTION BOX FOR CAMERA | 1 | [15 empty] | 124314
| 4 x 1 1/2" SQ BOX COMB KO | 1 | 0% | 1 | EA | 404.23 | C | 4.0423 | 75 | 23 | C | 0.23 | 17.25 | 21.2923 | 30 | 35 | 40 | 124314
| 4" SQ BLANK COVER | 1 | 0% | 1 | EA | 150.32 | C | 1.5032 | 75 | 2.5 | C | 0.025 | 1.875 | 3.3782 | 8 | 9 | 10 | 124377
| #8 TO #10 x 7/8 PLAS ANCHOR (3/16) | 2 | 0% | 2 | EA | 9.19 | C | 0.1838 | 75 | 6 | C | 0.12 | 9 | 9.1838 | 15 | 18.7 | 22.5 | 139596
| #10x 1 P/H SELF-TAP SCREW | 2 | 0% | 2 | EA | 12.42 | C | 0.2484 | 75 | 3 | C | 0.06 | 4.5 | 4.7484 | 3.15 | 3.94 | 4.92 | 140193
4 | JUNCTION BOX WITH SQ 1G PLSTR RING | 1 | [15 empty] | 124314
| 4 x 1 1/2" SQ BOX COMB KO | 1 | 0% | 1 | EA | 404.23 | C | 4.0423 | 75 | 23 | C | 0.23 | 17.25 | 21.2923 | 30 | 35 | 40 | 124314
| 4" SQ BLANK COVER | 1 | 0% | 1 | EA | 150.32 | C | 1.5032 | 75 | 2.5 | C | 0.025 | 1.875 | 3.3782 | 8 | 9 | 10 | 124377
| #8 TO #10 x 7/8 PLAS ANCHOR (3/16) | 2 | 0% | 2 | EA | 9.19 | C | 0.1838 | 75 | 6 | C | 0.12 | 9 | 9.1838 | 15 | 18.7 | 22.5 | 139596
| #10x 1 P/H SELF-TAP SCREW | 2 | 0% | 2 | EA | 12.42 | C | 0.2484 | 75 | 3 | C | 0.06 | 4.5 | 4.7484 | 3.15 | 3.94 | 4.92 | 140193
| 4" SQ 1G PLSTR RING 5/8" RISE | 1 | 0% | 1 | EA | 258.01 | C | 2.5801 | 75 | 2.5 | C | 0.025 | 1.875 | 4.4551 | 15 | 20 | 25 | 124389
5 | 2 GANG BOX | 1 | [15 empty] | 124335
| 4x 2 1/8" SQ BOX COMB KO | 1 | 0% | 1 | EA | 583.71 | C | 5.8371 | 75 | 23 | C | 0.23 | 17.25 | 23.0871 | 30 | 35 | 40 | 124335
| 4" SQ BLANK COVER | 1 | 0% | 1 | EA | 150.32 | C | 1.5032 | 75 | 2.5 | C | 0.025 | 1.875 | 3.3782 | 8 | 9 | 10 | 124377
| #8 TO #10 x 7/8 PLAS ANCHOR (3/16) | 2 | 0% | 1 | EA | 9.19 | C | 0.0919 | 75 | 6 | C | 0.06 | 4.5 | 4.5919 | 15 | 18.7 | 22.5 | 139596
| #10x 1 P/H SELF-TAP SCREW | 2 | 0% | 1 | EA | 12.42 | C | 0.1242 | 75 | 3 | C | 0.03 | 2.25 | 2.3742 | 3.15 | 3.94 | 4.92 | 140193
6 | 4 11/16x 2 1/8" SQ BOX COMB KO | 1 | [15 empty] | 124455
| 4 11/16x 2 1/8" SQ BOX COMB KO | 1 | 0% | 1 | EA | 776.5 | C | 7.765 | 75 | 25 | C | 0.25 | 18.75 | 26.515 | 30 | 35 | 40 | 124455
| 4 11/16" SQ BLANK COVER | 1 | 0% | 1 | EA | 449.36 | C | 4.4936 | 75 | 2.5 | C | 0.025 | 1.875 | 6.3686 | 8 | 9 | 10 | 124473
| #8 TO #10 x 7/8 PLAS ANCHOR (3/16) | 2 | 0% | 2 | EA | 9.19 | C | 0.1838 | 75 | 6 | C | 0.12 | 9 | 9.1838 | 15 | 18.7 | 22.5 | 139596
| #10x 1 P/H SELF-TAP SCREW | 2 | 0% | 2 | EA | 12.42 | C | 0.2484 | 75 | 3 | C | 0.06 | 4.5 | 4.7484 | 3.15 | 3.94 | 4.92 | 140193
7 | 4 11/16x 2 1/8" SQ BOX COMB KO WP | 1 | [15 empty] | 124455
| 4 11/16x 2 1/8" SQ BOX COMB KO | 1 | 0% | 1 | EA | 776.5 | C | 7.765 | 75 | 25 | C | 0.25 | 18.75 | 26.515 | 30 | 35 | 40 | 124455
| 4 11/16" SQ BLANK COVER | 1 | 0% | 1 | EA | 449.36 | C | 4.4936 | 75 | 2.5 | C | 0.025 | 1.875 | 6.3686 | 8 | 9 | 10 | 124473
| #8 TO #10 x 7/8 PLAS ANCHOR (3/16) | 2 | 0% | 2 | EA | 9.19 | C | 0.1838 | 75 | 6 | C | 0.12 | 9 | 9.1838 | 15 | 18.7 | 22.5 | 139596
| #10x 1 P/H SELF-TAP SCREW | 2 | 0% | 2 | EA | 12.42 | C | 0.2484 | 75 | 3 | C | 0.06 | 4.5 | 4.7484 | 3.15 | 3.94 | 4.92 | 140193
8 | NM BOX | 1 | [15 empty] | 124314
| 4x 1 1/2" SQ NM BOX | 1 | 0% | 1 | EA | 299.16 | C | 2.9916 | 75 | 23 | C | 0.23 | 17.25 | 20.2416 | 30 | 35 | 40 | 124314
| 4" SQ BLANK COVER | 1 | 0% | 1 | EA | 98.78 | C | 0.9878 | 75 | 2.5 | C | 0.025 | 1.875 | 2.8628 | 8 | 9 | 10 | 124377
| #10x 3/4 WOOD SCREW | 2 | 0% | 2 | EA | 6.25 | C | 0.125 | 75 | 2.8 | C | 0.056 | 4.2 | 4.325 | 3.1 | 3.88 | 4.84 | 140193
9 | 6x 6x 4" BOX SCREW CVR PNTD - NEMA 1 | 1 | 0% | 1 | EA | 14.39 | E | 14.39 | 75 | 0.6 | E | 0.6 | 45 | 59.39 | 1.1 | 1.35 | 1.8 | 124761
| 1/4-20 x 1 3/4 WEDGE ANCHOR - 1 1/8" MIN DEPTH | 2 | 0% | 1 | EA | 0 | C | 0 | 75 | 8 | C | 0.08 | 6 | 6 | 16 | 20 | 24 | 139605
10 | 8x 8x 4" BOX SCREW CVR PNTD - NEMA 1 | 1 | 0% | 1 | EA | 19.76 | E | 19.76 | 75 | 0.6 | E | 0.6 | 45 | 64.76 | 1.1 | 1.35 | 1.8 | 124764
| 1/4-20 x 1 3/4 WEDGE ANCHOR - 1 1/8" MIN DEPTH | 2 | 0% | 1 | EA | 0 | C | 0 | 75 | 8 | C | 0.08 | 6 | 6 | 16 | 20 | 24 | 139605
11 | 10x 10x 4" BOX SCREW CVR PNTD - NEMA 1 | 1 | 0% | 1 | EA | 25.59 | E | 25.59 | 75 | 0.7 | E | 0.7 | 52.5 | 78.09 | 1.15 | 1.4 | 1.9 | 124767
| 1/4-20 x 1 3/4 WEDGE ANCHOR - 1 1/8" MIN DEPTH | 2 | 0% | 1 | EA | 0 | C | 0 | 75 | 8 | C | 0.08 | 6 | 6 | 16 | 20 | 24 | 139605
12 | 12x 12x 4" BOX SCREW CVR PNTD - NEMA 1 | 1 | 0% | 1 | EA | 32.36 | E | 32.36 | 75 | 0.8 | E | 0.8 | 60 | 92.36 | 1.25 | 1.6 | 2.15 | 124770
| 1/4-20 x 1 3/4 WEDGE ANCHOR - 1 1/8" MIN DEPTH | 2 | 0% | 1 | EA | 0 | C | 0 | 75 | 8 | C | 0.08 | 6 | 6 | 16 | 20 | 24 | 139605
13 | 16x 16x 6" BOX SCREW CVR PNTD - NEMA 1 | 1 | 0% | 1 | EA | 57.94 | E | 57.94 | 75 | 1.1 | E | 1.1 | 82.5 | 140.44 | 1.5 | 2 | 3 | 124773
| 3/8-16x 2 1/4 WEDGE ANCHOR - 1 1/2" MIN DEPTH | 4 | 0% | 1 | EA | 0 | C | 0 | 75 | 12 | C | 0.12 | 9 | 9 | 18 | 22.5 | 27 | 139608
14 | 24x 24x 6" BOX SCREW CVR PNTD - NEMA 1 | 1 | 0% | 1 | EA | 141.58 | E | 141.58 | 75 | 1.8 | E | 1.8 | 135 | 276.58 | 2.75 | 3.5 | 4 | 124776
| 3/8-16x 2 1/4 WEDGE ANCHOR - 1 1/2" MIN DEPTH | 4 | 0% | 1 | EA | 0 | C | 0 | 75 | 12 | C | 0.12 | 9 | 9 | 18 | 22.5 | 27 | 139608
15 | 30x 30x 10" BOX SCREW CVR PNTD - NEMA 1 | 1 | 0% | 1 | EA | 597.91 | E | 597.91 | 75 | 3 | E | 3 | 225 | 822.91 | 0 | 0 | 0 | 124779
| 3/8-16x 2 1/4 WEDGE ANCHOR - 1 1/2" MIN DEPTH | 4 | 0% | 1 | EA | 0 | C | 0 | 75 | 12 | C | 0.12 | 9 | 9 | 18 | 22.5 | 27 | 139608

## Voice & Data
[12 empty] | LABOR RATE |  | 75
SR. NO. | DESCRIPTION | QUANTITY | WASTAGE | QTY WITH WASTAGE | UNIT | UNIT COST | UNIT | MATERIAL COST | LABOR RATE | LABOR | UNIT | TOTAL HOURS | LABOR COST | TOTAL COST | NECA Normal | NECA Difficult | NECA Very Difficult | REFERENCE CODE
1 | BOX COMB KO | 1 | 0% | 1
| 4 x 1 1/2" SQ BOX COMB KO | 1 | 0% | 1 | EA | 404.23 | C | 4.0423 | 75 | 23 | C | 0.23 | 17.25 | 21.2923 | 30 | 35 | 40 | 124314
| #8 TO #10 x 7/8 PLAS ANCHOR (3/16) | 2 | 0% | 2 | EA | 9.19 | C | 0.1838 | 75 | 6 | C | 0.12 | 9 | 9.1838 | 15 | 18.7 | 22.5 | 139596
| #10x 1 P/H SELF-TAP SCREW | 2 | 0% | 2 | EA | 12.42 | C | 0.2484 | 75 | 3 | C | 0.06 | 4.5 | 4.7484 | 3.15 | 3.94 | 4.92 | 140193
2 | BOX COMB KO WITH SQ 1G PLSTR RING | 1 | 0% | 1
| 4 x 1 1/2" SQ BOX COMB KO | 1 | 0% | 1 | EA | 404.23 | C | 4.0423 | 75 | 23 | C | 0.23 | 17.25 | 21.2923 | 30 | 35 | 40 | 124314
| #8 TO #10 x 7/8 PLAS ANCHOR (3/16) | 2 | 0% | 2 | EA | 9.19 | C | 0.1838 | 75 | 6 | C | 0.12 | 9 | 9.1838 | 15 | 18.7 | 22.5 | 139596
| #10x 1 P/H SELF-TAP SCREW | 2 | 0% | 2 | EA | 12.42 | C | 0.2484 | 75 | 3 | C | 0.06 | 4.5 | 4.7484 | 3.15 | 3.94 | 4.92 | 140193
| Single Gang Plaster Ring | 1 | 0% | 1 | EA | 258.01 | C | 2.5801 | 75 | 2.5 | C | 0.025 | 1.875 | 4.4551 | 15 | 20 | 25 | 124389
3 | BackBox NM | 1 | 0% | 1
| 4x 1 1/2" SQ NM BOX | 1 | 0% | 1 | EA | 299.16 | C | 2.9916 | 75 | 23 | C | 0.23 | 17.25 | 20.2416 | 30 | 35 | 40 | 124314
| #10x 3/4 WOOD SCREW | 2 | 0% | 2 | EA | 6.25 | C | 0.125 | 75 | 2.8 | C | 0.056 | 4.2 | 4.325 | 3.1 | 3.88 | 4.84 | 140193
4 | 4x 1 1/2" OCT BOX 1/2" KO | 1 | 0% | 1
| 4x 1 1/2" OCT BOX 1/2" KO | 1 | 0% | 1 | EA | 330.07 | C | 3.3007 | 75 | 22 | C | 0.22 | 16.5 | 19.8007 | 30 | 35 | 40 | 124314
| #8 TO #10 x 7/8 PLAS ANCHOR (3/16) | 2 | 0% | 2 | EA | 9.19 | C | 0.1838 | 75 | 6 | C | 0.12 | 9 | 9.1838 | 15 | 18.7 | 22.5 | 139596
| #10x 1 P/H SELF-TAP SCREW | 2 | 0% | 2 | EA | 12.42 | C | 0.2484 | 75 | 3 | C | 0.06 | 4.5 | 4.7484 | 3.15 | 3.94 | 4.92 | 140193
3 | 1G VOICE/DATA OUTLET ROUGH-IN (3/4" EMT METAL STUD) | 1 | 0% | 1
| 3/4" CONDUIT - EMT | 10 | 0% | 10 | FT | 114.2 | C | 11.42 | 75 | 3.2 | C | 0.32 | 24 | 35.42 |  |  |  | 101004
| 3/4" CONN SS STL - EMT | 2 | 0% | 2 | EA | 66.31 | C | 1.3262 | 75 | 10 | C | 0.2 | 15 | 16.3262 |  |  |  | 101181
| 3/4" COUPLING SS STL - EMT | 1 | 0% | 1 | EA | 57.84 | C | 0.5784 | 75 | 4 | C | 0.04 | 3 | 3.5784 |  |  |  | 101379
| 1/2 OR 3/4" SNAP CLOSE CLIP - SIDE MNT TO MTL STUD SUPPORT | 2 | 0% | 2 | EA | 264.91 | C | 5.2982 | 75 | 7.2 | C | 0.144 | 10.8 | 16.0982 |  |  |  | 141768
| 4x 1 1/2" SQ BOX COMB KO W/ FLUSH MTL STUD BRKT | 1 | 0% | 1 | EA | 539.5 | C | 5.395 | 75 | 23 | C | 0.23 | 17.25 | 22.645 | 30 | 35 | 40 | 124323
| 4" SQ 1G PLSTR RING 5/8" RISE | 1 | 0% | 1 | EA | 258.01 | C | 2.5801 | 75 | 2.5 | C | 0.025 | 1.875 | 4.4551 | 15 | 20 | 25 | 124389
| #8x 1/2 WAFER HEAD SHEET MTL SCREW | 4 | 0% | 4 | EA | 9.21 | C | 0.3684 | 75 | 1.5 | C | 0.06 | 4.5 | 4.8684 | 3.1 | 3.88 | 4.84 | 142380
4 | 2G VOICE/DATA OUTLET ROUGH-IN (3/4" EMT METAL STUD) | 1 | 0% | 1
| 3/4" CONDUIT - EMT | 10 | 0% | 10 | FT | 114.2 | C | 11.42 | 75 | 3.2 | C | 0.32 | 24 | 35.42 |  |  |  | 101004
| 3/4" CONN SS STL - EMT | 2 | 0% | 2 | EA | 66.31 | C | 1.3262 | 75 | 10 | C | 0.2 | 15 | 16.3262 |  |  |  | 101181
| 3/4" COUPLING SS STL - EMT | 1 | 0% | 1 | EA | 57.84 | C | 0.5784 | 75 | 4 | C | 0.04 | 3 | 3.5784 |  |  |  | 101379
| 1/2 OR 3/4" SNAP CLOSE CLIP - SIDE MNT TO MTL STUD SUPPORT | 2 | 0% | 2 | EA | 264.91 | C | 5.2982 | 75 | 7.2 | C | 0.144 | 10.8 | 16.0982 |  |  |  | 141768
| 4x 1 1/2" SQ BOX COMB KO W/ FLUSH MTL STUD BRKT | 1 | 0% | 1 | EA | 539.5 | C | 5.395 | 75 | 23 | C | 0.23 | 17.25 | 22.645 | 30 | 35 | 40 | 124323
| 4" SQ 2G PLSTR RING 5/8" RISE | 1 | 0% | 1 | EA | 344.33 | C | 3.4433 | 75 | 2.5 | C | 0.025 | 1.875 | 5.3183 | 15 | 20 | 25 | 124401
| #8x 1/2 WAFER HEAD SHEET MTL SCREW | 4 | 0% | 4 | EA | 9.21 | C | 0.3684 | 75 | 1.5 | C | 0.06 | 4.5 | 4.8684 | 3.1 | 3.88 | 4.84 | 142380
4 | VOICE/DATA OUTLET ROUGH-IN (1" EMT SURF MTD) | 1 | 0% | 1
| 1" CONDUIT - EMT | 10 | 0% | 10 | FT | 195.47 | C | 19.547 | 75 | 4.05 | C | 0.405 | 30.375 | 49.922 |  |  |  | 101007
| 1" CONN SS STL - EMT | 2 | 0% | 2 | EA | 94.36 | C | 1.8872 | 75 | 12 | C | 0.24 | 18 | 19.8872 |  |  |  | 101184
| 1" COUPLING SS STL - EMT | 1 | 0% | 1 | EA | 77.26 | C | 0.7726 | 75 | 5 | C | 0.05 | 3.75 | 4.5226 |  |  |  | 101382
| 1" 1-H STRAP - EMT - STEEL | 2 | 0% | 2 | EA | 37.85 | C | 0.757 | 75 | 5.9 | C | 0.118 | 8.85 | 9.607 |  |  |  | 101682
| 4 x 1 1/2" SQ BOX COMB KO | 1 | 0% | 1 | EA | 404.23 | C | 4.0423 | 75 | 23 | C | 0.23 | 17.25 | 21.2923 | 30 | 35 | 40 | 124314
| #8 TO #10 x 7/8 PLAS ANCHOR (3/16) | 5 | 0% | 5 | EA | 9.19 | C | 0.4595 | 75 | 6 | C | 0.3 | 22.5 | 22.9595 | 15 | 18.7 | 22.5 | 139596
| #10x 1 P/H SELF-TAP SCREW | 5 | 0% | 5 | EA | 12.42 | C | 0.621 | 75 | 3 | C | 0.15 | 11.25 | 11.871 | 3.15 | 3.94 | 4.92 | 140193
5 | 1G VOICE/DATA OUTLET ROUGH-IN (1" EMT METAL STUD) | 1 | 0% | 1
| 1" CONDUIT - EMT | 10 | 0% | 10 | FT | 195.47 | C | 19.547 | 75 | 4.05 | C | 0.405 | 30.375 | 49.922 |  |  |  | 101007
| 1" CONN SS STL - EMT | 2 | 0% | 2 | EA | 94.36 | C | 1.8872 | 75 | 12 | C | 0.24 | 18 | 19.8872 |  |  |  | 101184
| 1" COUPLING SS STL - EMT | 1 | 0% | 1 | EA | 77.26 | C | 0.7726 | 75 | 5 | C | 0.05 | 3.75 | 4.5226 |  |  |  | 101382
| 1" SNAP CLOSE CLIP - SIDE MNT TO MTL STUD SUPPORT | 2 | 0% | 2 | EA | 310.87 | C | 6.2174 | 75 | 7.9 | C | 0.158 | 11.85 | 18.0674 |  |  |  | 141771
| 4x 1 1/2" SQ BOX COMB KO W/ FLUSH MTL STUD BRKT | 1 | 0% | 1 | EA | 539.5 | C | 5.395 | 75 | 23 | C | 0.23 | 17.25 | 22.645 | 30 | 35 | 40 | 124323
| 4" SQ 1G PLSTR RING 5/8" RISE | 1 | 0% | 1 | EA | 258.01 | C | 2.5801 | 75 | 2.5 | C | 0.025 | 1.875 | 4.4551 | 15 | 20 | 25 | 124389
| #8x 1/2 WAFER HEAD SHEET MTL SCREW | 4 | 0% | 4 | EA | 9.21 | C | 0.3684 | 75 | 1.5 | C | 0.06 | 4.5 | 4.8684 | 3.1 | 3.88 | 4.84 | 142380
6 | 2G VOICE/DATA OUTLET ROUGH-IN (1" EMT METAL STUD) | 1 | 0% | 1
| 1" CONDUIT - EMT | 10 | 0% | 10 | FT | 195.47 | C | 19.547 | 75 | 4.05 | C | 0.405 | 30.375 | 49.922 |  |  |  | 101007
| 1" CONN SS STL - EMT | 2 | 0% | 2 | EA | 94.36 | C | 1.8872 | 75 | 12 | C | 0.24 | 18 | 19.8872 |  |  |  | 101184
| 1" COUPLING SS STL - EMT | 1 | 0% | 1 | EA | 77.26 | C | 0.7726 | 75 | 5 | C | 0.05 | 3.75 | 4.5226 |  |  |  | 101382
| 1" SNAP CLOSE CLIP - SIDE MNT TO MTL STUD SUPPORT | 2 | 0% | 2 | EA | 310.87 | C | 6.2174 | 75 | 7.9 | C | 0.158 | 11.85 | 18.0674 |  |  |  | 141771
| 4x 1 1/2" SQ BOX COMB KO W/ FLUSH MTL STUD BRKT | 1 | 0% | 1 | EA | 539.5 | C | 5.395 | 75 | 23 | C | 0.23 | 17.25 | 22.645 | 30 | 35 | 40 | 124323
| 4" SQ 2G PLSTR RING 5/8" RISE | 1 | 0% | 1 | EA | 344.33 | C | 3.4433 | 75 | 2.5 | C | 0.025 | 1.875 | 5.3183 | 15 | 20 | 25 | 124401
| #8x 1/2 WAFER HEAD SHEET MTL SCREW | 4 | 0% | 4 | EA | 9.21 | C | 0.3684 | 75 | 1.5 | C | 0.06 | 4.5 | 4.8684 | 3.1 | 3.88 | 4.84 | 142380
BACKBOARDS
1 | 4'X 4' GIS PLYWOOD-FIRE RATED | 1 | 0% | 1 | EA | 0 | E | 0 | 75 | 1.1 | E | 1.1 | 82.5 | 82.5 |  |  |  | 139335
| 1/4-20 x 1 3/4 WEDGE ANCHOR - 1 1/8" MIN DEPTH | 4 | 0% | 4 | EA | 0 | C | 0 | 75 | 8 | C | 0.32 | 24 | 24 |  |  |  | 139605
| 1/4x 1 1/2 LAG SCREW | 4 | 0% | 4 | EA | 9.24 | C | 0.3696 | 75 | 3.8 | C | 0.152 | 11.4 | 11.7696 |  |  |  | 140352
2 | 4'X 8' GIS PLYWOOD-FIRE RATED | 1 | 0% | 1 | EA | 0 | E | 0 | 75 | 1.65 | E | 1.65 | 123.75 | 123.75 |  |  |  | 139338
| 1/4-20 x 1 3/4 WEDGE ANCHOR - 1 1/8" MIN DEPTH | 6 | 0% | 6 | EA | 0 | C | 0 | 75 | 8 | C | 0.48 | 36 | 36 | 18 | 22.5 | 27 | 139605
| 1/4x 1 1/2 LAG SCREW | 6 | 0% | 6 | EA | 9.24 | C | 0.5544 | 75 | 3.8 | C | 0.228 | 17.1 | 17.6544 | 0.7 | 0.88 | 1.09 | 140352

## Transformers
[12 empty] | LABOR RATE |  | 75
SR. NO. | DESCRIPTION | QUANTITY | WASTAGE | QTY WITH WASTAGE | UNIT | UNIT COST | UNIT | MATERIAL COST | LABOR RATE | LABOR | UNIT | TOTAL HOURS | LABOR COST | TOTAL COST | REFERENCE CODE
9KVA 3PH 480V STEEL FLEX
1 | 9KVA 3PH TRANSFORMER - GP - WALL MNT | 1 | 0% | 1 | EA | 1400 | E | 1400 | 75 | 7.6 | E | 7.6 | 570 | 1970 | 152760
| 1/2" FLEX - STEEL | 4 | 0% | 4 | FT | 126.15 | C | 5.046 | 75 | 3 | C | 0.12 | 9 | 14.046 | 107976
| 3/4" FLEX - STEEL | 4 | 0% | 4 | FT | 170.22 | C | 6.8088 | 75 | 3.9 | C | 0.156 | 11.7 | 18.5088 | 107979
| 1/2" CONN FLEX DC SQUEEZE STRAIGHT | 1 | 0% | 1 | EA | 102.77 | C | 1.0277 | 75 | 10 | C | 0.1 | 7.5 | 8.5277 | 107649
| 3/4" CONN FLEX DC SQUEEZE STRAIGHT | 1 | 0% | 1 | EA | 196.27 | C | 1.9627 | 75 | 10 | C | 0.1 | 7.5 | 9.4627 | 107652
| WIRE CONN RED (#16 TO #10) | 7 | 0% | 7 | EA | 0 | C | 0 | 75 | 7 | C | 0.49 | 36.75 | 36.75 | 123318
| 1/4-20 MACHINE SCREW ANCHOR | 4 | 0% | 4 | EA | 38.9 | C | 1.556 | 75 | 8 | C | 0.32 | 24 | 25.556 | 139626
15KVA 3PH 480V STEEL FLEX
1 | 15KVA 3PH TRANSFORMER - GP - WALL MNT | 1 | 0% | 1 | EA | 2900 | E | 2900 | 75 | 10 | E | 10 | 750 | 3650 | 152763
| 3/4" FLEX - STEEL | 8 | 0% | 8 | FT | 170.22 | C | 13.6176 | 75 | 3.9 | C | 0.312 | 23.4 | 37.0176 | 107979
| 3/4" CONN FLEX DC SQUEEZE STRAIGHT | 4 | 0% | 4 | EA | 196.27 | C | 7.8508 | 75 | 10 | C | 0.4 | 30 | 37.8508 | 107652
| WIRE CONN RED (#16 TO #10) | 3 | 0% | 3 | EA | 0 | C | 0 | 75 | 7 | C | 0.21 | 15.75 | 15.75 | 123318
| WIRE CONN GRY (#14 TO # 8) | 4 | 0% | 4 | EA | 0 | C | 0 | 75 | 8 | C | 0.32 | 24 | 24 | 123321
| 1/4-20 MACHINE SCREW ANCHOR | 4 | 0% | 4 | EA | 38.9 | C | 1.556 | 75 | 8 | C | 0.32 | 24 | 25.556 | 139626
30KVA 3PH 480V STEEL FLEX
1 | 30KVA 3PH TRANSFORMER - GP - WALL MNT | 1 | 0% | 1 | EA | 4500 | E | 4500 | 75 | 14.8 | E | 14.8 | 1110 | 5610 | 152766
| 3/4" FLEX - STEEL | 4 | 0% | 4 | FT | 170.22 | C | 6.8088 | 75 | 3.9 | C | 0.156 | 11.7 | 18.5088 | 107979
| 1 1/4" FLEX - STEEL | 4 | 0% | 4 | FT | 408.82 | C | 16.3528 | 75 | 7.8 | C | 0.312 | 23.4 | 39.7528 | 107985
| 3/4" CONN FLEX DC SQUEEZE STRAIGHT | 1 | 0% | 1 | EA | 196.27 | C | 1.9627 | 75 | 10 | C | 0.1 | 7.5 | 9.4627 | 107652
| 1 1/4" CONN FLEX DC SQUEEZE STRAIGHT | 1 | 0% | 1 | EA | 892.06 | C | 8.9206 | 75 | 15 | C | 0.15 | 11.25 | 20.1706 | 107658
| # 6 BARE COPPER - 7-STRAND | 20 | 0% | 20 | EA | 810.5 | M | 16.21 | 75 | 10.2 | M | 0.204 | 15.3 | 31.51 | 109260
| COMPRESSION LUG - CU W/ 1- 13/64" HOLE - # 8 CU WIRE | 3 | 0% | 3 | EA | 234 | C | 7.02 | 75 | 10 | C | 0.3 | 22.5 | 29.52 | 122601
| COMPRESSION LUG - CU W/ 1- 9/32" HOLE - # 2 CU WIRE | 4 | 0% | 4 | EA | 516.44 | C | 20.6576 | 75 | 17 | C | 0.68 | 51 | 71.6576 | 122610
| # 4 - #4/0 TO 1/2 - 1" PIPE GRD CLAMP | 1 | 0% | 1 | EA | 48.37 | E | 48.37 | 75 | 0.25 | E | 0.25 | 18.75 | 67.12 | 157980
| 1/4-20 MACHINE SCREW ANCHOR | 4 | 0% | 4 | EA | 38.9 | C | 1.556 | 75 | 8 | C | 0.32 | 24 | 25.556 | 139626
45KVA 3PH 480V STEEL FLEX
1 | 45KVA 3PH TRANSFORMER - GP - WALL MNT | 1 | 0% | 1 | EA | 4749 | E | 4749 | 75 | 16.2 | E | 16.2 | 1215 | 5964 | 152769
| 1" FLEX - STEEL | 4 | 0% | 4 | FT | 310.02 | C | 12.4008 | 75 | 4.95 | C | 0.198 | 14.85 | 27.2508 | 107982
| 1 1/2" FLEX - STEEL | 4 | 0% | 4 | FT | 653.51 | C | 26.1404 | 75 | 9.9 | C | 0.396 | 29.7 | 55.8404 | 107988
| 1" CONN FLEX DC SQUEEZE STRAIGHT | 1 | 0% | 1 | EA | 411.66 | C | 4.1166 | 75 | 11 | C | 0.11 | 8.25 | 12.3666 | 107655
| # 6 BARE COPPER - 7-STRAND | 20 | 0% | 20 | EA | 810.5 | M | 16.21 | 75 | 10.2 | M | 0.204 | 15.3 | 31.51 | 109260
| COMPRESSION LUG - CU W/ 1- 9/32" HOLE - # 4 CU WIRE | 3 | 0% | 3 | EA | 303.77 | C | 9.1131 | 75 | 15 | C | 0.45 | 33.75 | 42.8631 | 122607
| COMPRESSION LUG - CU W/ 1- 9/32" HOLE - # 1 CU WIRE | 4 | 0% | 4 | EA | 704.31 | C | 28.1724 | 75 | 20 | C | 0.8 | 60 | 88.1724 | 122613
| # 4 - #4/0 TO 1/2 - 1" PIPE GRD CLAMP | 1 | 0% | 1 | EA | 48.37 | E | 48.37 | 75 | 0.25 | E | 0.25 | 18.75 | 67.12 | 157980
| 1/4-20 MACHINE SCREW ANCHOR | 4 | 0% | 4 | EA | 38.9 | C | 1.556 | 75 | 8 | C | 0.32 | 24 | 25.556 | 139626
75KVA 3PH 480V STEEL FLEX
1 | 75KVA 3PH TRANSFORMER - GP - FLOOR MNT | 1 | 0% | 1 | EA | 5500 | E | 5500 | 75 | 16.5 | E | 16.5 | 1237.5 | 6737.5 | 152772
| 1 1/4" FLEX - STEEL | 4 | 0% | 4 | FT | 408.82 | C | 16.3528 | 75 | 7.8 | C | 0.312 | 23.4 | 39.7528 | 107985
| 2 1/2" FLEX - STEEL | 4 | 0% | 4 | FT | 972.66 | C | 38.9064 | 75 | 15.8 | C | 0.632 | 47.4 | 86.3064 | 107994
| 1 1/4" CONN FLEX DC SQUEEZE STRAIGHT | 1 | 0% | 1 | EA | 892.06 | C | 8.9206 | 75 | 15 | C | 0.15 | 11.25 | 20.1706 | 107658
| 2 1/2" CONN FLEX DC SQUEEZE STRAIGHT | 1 | 0% | 1 | EA | 2949.96 | C | 29.4996 | 75 | 28 | C | 0.28 | 21 | 50.4996 | 107667
| # 6 BARE COPPER - 7-STRAND | 20 | 0% | 20 | EA | 810.5 | M | 16.21 | 75 | 10.2 | M | 0.204 | 15.3 | 31.51 | 109260
| COMPRESSION LUG - CU W/ 1- 9/32" HOLE - # 2 CU WIRE | 3 | 0% | 3 | EA | 516.44 | C | 15.4932 | 75 | 17 | C | 0.51 | 38.25 | 53.7432 | 122610
| COMPRESSION LUG - CU W/ 1- 13/32" HOLE - #4/0 CU WIRE | 4 | 0% | 4 | EA | 986.22 | C | 39.4488 | 75 | 30 | C | 1.2 | 90 | 129.4488 | 122625
| # 4 - #4/0 TO 1/2 - 1" PIPE GRD CLAMP | 1 | 0% | 1 | EA | 48.37 | E | 48.37 | 75 | 0.25 | E | 0.25 | 18.75 | 67.12 | 157980
| 1/4-20 MACHINE SCREW ANCHOR | 4 | 0% | 4 | EA | 38.9 | C | 1.556 | 75 | 8 | C | 0.32 | 24 | 25.556 | 139626
112KVA 3PH 480V STEEL FLEX
1 | 112KVA 3PH TRANSFORMER - GP - FLOOR MNT | 1 | 0% | 1 | EA | 7500 | E | 7500 | 75 | 19.6 | E | 19.6 | 1470 | 8970 | 152775
| 2" FLEX - STEEL | 4 | 0% | 4 | FT | 799.4 | C | 31.976 | 75 | 14.8 | C | 0.592 | 44.4 | 76.376 | 107991
| 3 1/2" FLEX - STEEL | 4 | 0% | 4 | FT | 1892.14 | C | 75.6856 | 75 | 19.6 | C | 0.784 | 58.8 | 134.4856 | 108000
| 2" CONN FLEX DC SQUEEZE STRAIGHT | 1 | 0% | 1 | EA | 1636.15 | C | 16.3615 | 75 | 25 | C | 0.25 | 18.75 | 35.1115 | 107664
| # 4 BARE COPPER - 7-STRAND | 20 | 0% | 20 | EA | 1308.7 | M | 26.174 | 75 | 11.9 | M | 0.238 | 17.85 | 44.024 | 109263
| COMPRESSION LUG - CU W/ 1- 13/32" HOLE - #2/0 CU WIRE | 3 | 0% | 3 | EA | 874 | C | 26.22 | 75 | 26 | C | 0.78 | 58.5 | 84.72 | 122619
| COMPRESSION LUG - CU W/ 1- 9/16" HOLE - #500 CU WIRE | 4 | 0% | 4 | EA | 2151.36 | C | 86.0544 | 75 | 48 | C | 1.92 | 144 | 230.0544 | 122640
| # 4 - #4/0 TO 1/2 - 1" PIPE GRD CLAMP | 1 | 0% | 1 | EA | 48.37 | E | 48.37 | 75 | 0.25 | E | 0.25 | 18.75 | 67.12 | 157980
| 3/8-16 MACHINE SCREW ANCHOR | 4 | 0% | 4 | EA | 98.72 | C | 3.9488 | 75 | 12 | C | 0.48 | 36 | 39.9488 | 139629
150KVA 3PH 480V STEEL FLEX
1 | 150KVA 3PH TRANSFORMER - GP - FLOOR MNT | 1 | 0% | 1 | EA | 8800 | E | 8800 | 75 | 22 | E | 22 | 1650 | 10450 | 152778
| 2" FLEX - STEEL | 4 | 0% | 4 | FT | 799.4 | C | 31.976 | 75 | 14.8 | C | 0.592 | 44.4 | 76.376 | 107991
| 3 1/2" FLEX - STEEL | 4 | 0% | 4 | FT | 1892.14 | C | 75.6856 | 75 | 19.6 | C | 0.784 | 58.8 | 134.4856 | 108000
| # 4 BARE COPPER - 7-STRAND | 20 | 0% | 20 | EA | 1308.7 | M | 26.174 | 75 | 11.9 | M | 0.238 | 17.85 | 44.024 | 109263
| COMPRESSION LUG - CU W/ 1- 13/32" HOLE - #4/0 CU WIRE | 3 | 0% | 3 | EA | 986.22 | C | 29.5866 | 75 | 30 | C | 0.9 | 67.5 | 97.0866 | 122625
| COMPRESSION LUG - CU W/ 1- 9/16" HOLE - #500 CU WIRE | 4 | 0% | 4 | EA | 2151.36 | C | 86.0544 | 75 | 48 | C | 1.92 | 144 | 230.0544 | 122640
| # 4 - #4/0 TO 1/2 - 1" PIPE GRD CLAMP | 1 | 0% | 1 | EA | 48.37 | E | 48.37 | 75 | 0.25 | E | 0.25 | 18.75 | 67.12 | 157980
| 3/8-16 MACHINE SCREW ANCHOR | 4 | 0% | 4 | EA | 98.72 | C | 3.9488 | 75 | 12 | C | 0.48 | 36 | 39.9488 | 139629
225KVA 3PH 480V STEEL FLEX
1 | 225KVA 3PH TRANSFORMER - GP - FLOOR MNT | 1 | 0% | 1 | EA | 11700 | E | 11700 | 75 | 27.5 | E | 27.5 | 2062.5 | 13762.5 | 152781
| 2 1/2" FLEX - STEEL | 4 | 0% | 4 | FT | 972.66 | C | 38.9064 | 75 | 15.8 | C | 0.632 | 47.4 | 86.3064 | 107994
| 3" FLEX - STEEL | 8 | 0% | 8 | FT | 1683.92 | C | 134.7136 | 75 | 17.8 | C | 1.424 | 106.8 | 241.5136 | 107997
| # 2 BARE COPPER - 7-STRAND | 20 | 0% | 20 | EA | 2045.5 | M | 40.91 | 75 | 14 | M | 0.28 | 21 | 61.91 | 109269
| COMPRESSION LUG - CU W/ 1- 9/16" HOLE - #350 CU WIRE | 11 | 0% | 11 | EA | 1590.7 | C | 174.977 | 75 | 40 | C | 4.4 | 330 | 504.977 | 122634
| # 4 - #4/0 TO 1 1/4 - 2" PIPE GRD CLAMP | 1 | 0% | 1 | EA | 73.72 | E | 73.72 | 75 | 0.35 | E | 0.35 | 26.25 | 99.97 | 157983
| 3/8-16 MACHINE SCREW ANCHOR | 4 | 0% | 4 | EA | 98.72 | C | 3.9488 | 75 | 12 | C | 0.48 | 36 | 39.9488 | 139629
300KVA 3PH 480V STEEL FLEX
1 | 300KVA 3PH TRANSFORMER - GP - FLOOR MNT | 1 | 0% | 1 | EA | 19560 | E | 19560 | 75 | 33.6 | E | 33.6 | 2520 | 22080 | 152784
| 3" FLEX - STEEL | 8 | 0% | 8 | FT | 1683.92 | C | 134.7136 | 75 | 17.8 | C | 1.424 | 106.8 | 241.5136 | 107997
| 4" FLEX - STEEL | 16 | 0% | 16 | FT | 2170.26 | C | 347.2416 | 75 | 24.6 | C | 3.936 | 295.2 | 642.4416 | 108003
| # 2 BARE COPPER - 7-STRAND | 20 | 0% | 20 | EA | 2045.5 | M | 40.91 | 75 | 14 | M | 0.28 | 21 | 61.91 | 109269
| COMPRESSION LUG - CU W/ 1- 9/16" HOLE - #350 CU WIRE | 6 | 0% | 6 | EA | 1590.7 | C | 95.442 | 75 | 40 | C | 2.4 | 180 | 275.442 | 122634
| COMPRESSION LUG - CU W/ 1- 9/16" HOLE - #500 CU WIRE | 16 | 0% | 16 | EA | 2151.36 | C | 344.2176 | 75 | 48 | C | 7.68 | 576 | 920.2176 | 122640
| # 4 - #4/0 TO 1 1/4 - 2" PIPE GRD CLAMP | 1 | 0% | 1 | EA | 73.72 | E | 73.72 | 75 | 0.35 | E | 0.35 | 26.25 | 99.97 | 157983
| 3/8-16 MACHINE SCREW ANCHOR | 4 | 0% | 4 | EA | 98.72 | C | 3.9488 | 75 | 12 | C | 0.48 | 36 | 39.9488 | 139629
9KVA 3PH 480V LT FLEX
1 | 9KVA 3PH TRANSFORMER - GP - WALL MNT | 1 | 0% | 1 | EA | 1400 | E | 1400 | 75 | 7.6 | E | 7.6 | 570 | 1970 | 152760
| 1/2" FLEX - LIQUIDTIGHT METALLIC - GRAY | 8 | 0% | 8 | FT | 177.77 | C | 14.2216 | 75 | 3.9 | C | 0.312 | 23.4 | 37.6216 | 107763
| 1/2" CONN STRAIGHT - LIQUIDTIGHT DIECAST | 2 | 0% | 2 | EA | 568.62 | C | 11.3724 | 75 | 15 | C | 0.3 | 22.5 | 33.8724 | 107796
| 1/2" CONN 90 DEG - LIQUIDTIGHT DIECAST | 2 | 0% | 2 | EA | 976.97 | C | 19.5394 | 75 | 15 | C | 0.3 | 22.5 | 42.0394 | 107826
| WIRE CONN RED | 7 | 0% | 7 | EA | 25.93 | C | 1.8151 | 75 | 6 | C | 0.42 | 31.5 | 33.3151 | 123309
| 1/4-20 MACHINE SCREW ANCHOR | 4 | 0% | 4 | EA | 38.9 | C | 1.556 | 75 | 8 | C | 0.32 | 24 | 25.556 | 139626
15KVA 3PH 480V LT FLEX
1 | 15KVA 3PH TRANSFORMER - GP - WALL MNT | 1 | 0% | 1 | EA | 2900 | E | 2900 | 75 | 10 | E | 10 | 750 | 3650 | 152763
| 3/4" FLEX - LIQUIDTIGHT METALLIC - GRAY | 8 | 0% | 8 | FT | 240.46 | C | 19.2368 | 75 | 4.95 | C | 0.396 | 29.7 | 48.9368 | 107766
| 3/4" CONN STRAIGHT - LIQUIDTIGHT DIECAST | 2 | 0% | 2 | EA | 812.09 | C | 16.2418 | 75 | 17 | C | 0.34 | 25.5 | 41.7418 | 107799
| 3/4" CONN 90 DEG - LIQUIDTIGHT DIECAST | 2 | 0% | 2 | EA | 1535.95 | C | 30.719 | 75 | 17 | C | 0.34 | 25.5 | 56.219 | 107829
| WIRE CONN RED (#16 TO #10) | 3 | 0% | 3 | EA | 0 | C | 0 | 75 | 7 | C | 0.21 | 15.75 | 15.75 | 123318
| WIRE CONN GRY (#14 TO # 8) | 4 | 0% | 4 | EA | 0 | C | 0 | 75 | 8 | C | 0.32 | 24 | 24 | 123321
| 1/4-20 MACHINE SCREW ANCHOR | 4 | 0% | 4 | EA | 38.9 | C | 1.556 | 75 | 8 | C | 0.32 | 24 | 25.556 | 139626
30KVA 3PH 480V LT FLEX
1 | 30KVA 3PH TRANSFORMER - GP - WALL MNT | 1 | 0% | 1 | EA | 4500 | E | 4500 | 75 | 14.8 | E | 14.8 | 1110 | 5610 | 152766
| 3/4" FLEX - LIQUIDTIGHT METALLIC - GRAY | 4 | 0% | 4 | FT | 240.46 | C | 9.6184 | 75 | 4.95 | C | 0.198 | 14.85 | 24.4684 | 107766
| 1 1/4" FLEX - LIQUIDTIGHT METALLIC - GRAY | 4 | 0% | 4 | FT | 537.25 | C | 21.49 | 75 | 8.9 | C | 0.356 | 26.7 | 48.19 | 107772
| 3/4" CONN STRAIGHT - LIQUIDTIGHT DIECAST | 1 | 0% | 1 | EA | 812.09 | C | 8.1209 | 75 | 17 | C | 0.17 | 12.75 | 20.8709 | 107799
| 1 1/4" CONN STRAIGHT - LIQUIDTIGHT DIECAST | 1 | 0% | 1 | EA | 2349.86 | C | 23.4986 | 75 | 20 | C | 0.2 | 15 | 38.4986 | 107805
| 3/4" CONN 90 DEG - LIQUIDTIGHT DIECAST | 1 | 0% | 1 | EA | 1535.95 | C | 15.3595 | 75 | 17 | C | 0.17 | 12.75 | 28.1095 | 107829
| 1 1/4" CONN 90 DEG - LIQUIDTIGHT DIECAST | 1 | 0% | 1 | EA | 5533.86 | C | 55.3386 | 75 | 20 | C | 0.2 | 15 | 70.3386 | 107835
| # 6 BARE COPPER - 7-STRAND | 20 | 0% | 20 | FT | 810.5 | M | 16.21 | 75 | 10.2 | M | 0.204 | 15.3 | 31.51 | 109260
| COMPRESSION LUG - CU W/ 1- 13/64" HOLE - # 8 CU WIRE | 3 | 0% | 3 | EA | 234 | C | 7.02 | 75 | 10 | C | 0.3 | 22.5 | 29.52 | 122601
| COMPRESSION LUG - CU W/ 1- 9/32" HOLE - # 2 CU WIRE | 4 | 0% | 4 | EA | 516.44 | C | 20.6576 | 75 | 17 | C | 0.68 | 51 | 71.6576 | 122610
| # 4 - #4/0 TO 1/2 - 1" PIPE GRD CLAMP | 1 | 0% | 1 | EA | 48.37 | E | 48.37 | 75 | 0.25 | E | 0.25 | 18.75 | 67.12 | 157980
| 1/4-20 MACHINE SCREW ANCHOR | 4 | 0% | 4 | EA | 38.9 | C | 1.556 | 75 | 8 | C | 0.32 | 24 | 25.556 | 139626
45KVA 3PH 480V LT FLEX
1 | 45KVA 3PH TRANSFORMER - GP - WALL MNT | 1 | 0% | 1 | EA | 4749 | E | 4749 | 75 | 16.2 | E | 16.2 | 1215 | 5964 | 152769
| 1" FLEX - LIQUIDTIGHT METALLIC - GRAY | 4 | 0% | 4 | FT | 420.39 | C | 16.8156 | 75 | 5.9 | C | 0.236 | 17.7 | 34.5156 | 107769
| 1 1/2" FLEX - LIQUIDTIGHT METALLIC - GRAY | 4 | 0% | 4 | FT | 610.88 | C | 24.4352 | 75 | 10.8 | C | 0.432 | 32.4 | 56.8352 | 107775
| 1" CONN STRAIGHT - LIQUIDTIGHT DIECAST | 1 | 0% | 1 | EA | 1224.08 | C | 12.2408 | 75 | 17 | C | 0.17 | 12.75 | 24.9908 | 107802
| 1 1/2" CONN STRAIGHT - LIQUIDTIGHT DIECAST | 1 | 0% | 1 | EA | 3596.65 | C | 35.9665 | 75 | 25 | C | 0.25 | 18.75 | 54.7165 | 107808
| 1" CONN 90 DEG - LIQUIDTIGHT DIECAST | 1 | 0% | 1 | EA | 3066.26 | C | 30.6626 | 75 | 17 | C | 0.17 | 12.75 | 43.4126 | 107832
| 1 1/2" CONN 90 DEG - LIQUIDTIGHT DIECAST | 1 | 0% | 1 | EA | 6391.61 | C | 63.9161 | 75 | 25 | C | 0.25 | 18.75 | 82.6661 | 107838
| # 6 BARE COPPER - 7-STRAND | 20 | 0% | 20 | FT | 810.5 | M | 16.21 | 75 | 10.2 | M | 0.204 | 15.3 | 31.51 | 109260
| COMPRESSION LUG - CU W/ 1- 9/32" HOLE - # 4 CU WIRE | 3 | 0% | 3 | EA | 303.77 | C | 9.1131 | 75 | 15 | C | 0.45 | 33.75 | 42.8631 | 122607
| COMPRESSION LUG - CU W/ 1- 9/32" HOLE - # 1 CU WIRE | 4 | 0% | 4 | EA | 704.31 | C | 28.1724 | 75 | 20 | C | 0.8 | 60 | 88.1724 | 122613
| # 4 - #4/0 TO 1/2 - 1" PIPE GRD CLAMP | 1 | 0% | 1 | EA | 48.37 | E | 48.37 | 75 | 0.25 | E | 0.25 | 18.75 | 67.12 | 157980
| 1/4-20 MACHINE SCREW ANCHOR | 4 | 0% | 4 | EA | 38.9 | C | 1.556 | 75 | 8 | C | 0.32 | 24 | 25.556 | 139626
75KVA 3PH 480V LT FLEX
1 | 75KVA 3PH TRANSFORMER - GP - FLOOR MNT | 1 | 0% | 1 | EA | 5500 | E | 5500 | 75 | 16.5 | E | 16.5 | 1237.5 | 6737.5 | 152772
| 1 1/4" FLEX - LIQUIDTIGHT METALLIC - GRAY | 4 | 0% | 4 | FT | 537.25 | C | 21.49 | 75 | 8.9 | C | 0.356 | 26.7 | 48.19 | 107772
| 2 1/2" FLEX - LIQUIDTIGHT METALLIC - GRAY | 4 | 0% | 4 | FT | 1202.39 | C | 48.0956 | 75 | 17.8 | C | 0.712 | 53.4 | 101.4956 | 107781
| 1 1/4" CONN STRAIGHT - LIQUIDTIGHT DIECAST | 1 | 0% | 1 | EA | 2349.86 | C | 23.4986 | 75 | 20 | C | 0.2 | 15 | 38.4986 | 107805
| 2 1/2" CONN STRAIGHT - LIQUIDTIGHT DIECAST | 1 | 0% | 1 | EA | 26128.07 | C | 261.2807 | 75 | 32 | C | 0.32 | 24 | 285.2807 | 107814
| 1 1/4" CONN 90 DEG - LIQUIDTIGHT DIECAST | 1 | 0% | 1 | EA | 5533.86 | C | 55.3386 | 75 | 20 | C | 0.2 | 15 | 70.3386 | 107835
| 2 1/2" CONN 90 DEG - LIQUIDTIGHT DIECAST | 1 | 0% | 1 | EA | 34631.5 | C | 346.315 | 75 | 32 | C | 0.32 | 24 | 370.315 | 107844
| # 6 BARE COPPER - 7-STRAND | 20 | 0% | 20 | FT | 810.5 | M | 16.21 | 75 | 10.2 | M | 0.204 | 15.3 | 31.51 | 109260
| COMPRESSION LUG - CU W/ 1- 9/32" HOLE - # 2 CU WIRE | 3 | 0% | 3 | EA | 516.44 | C | 15.4932 | 75 | 17 | C | 0.51 | 38.25 | 53.7432 | 122610
| COMPRESSION LUG - CU W/ 1- 13/32" HOLE - #4/0 CU WIRE | 4 | 0% | 4 | EA | 986.22 | C | 39.4488 | 75 | 30 | C | 1.2 | 90 | 129.4488 | 122625
| # 4 - #4/0 TO 1/2 - 1" PIPE GRD CLAMP | 1 | 0% | 1 | EA | 48.37 | E | 48.37 | 75 | 0.25 | E | 0.25 | 18.75 | 67.12 | 157980
| 1/4-20 MACHINE SCREW ANCHOR | 4 | 0% | 4 | EA | 38.9 | C | 1.556 | 75 | 8 | C | 0.32 | 24 | 25.556 | 139626
112KVA 3PH 480V LT FLEX
1 | 112KVA 3PH TRANSFORMER - GP - FLOOR MNT | 1 | 0% | 1 | EA | 7500 | E | 7500 | 75 | 19.6 | E | 19.6 | 1470 | 8970 | 152775
| 2" FLEX - LIQUIDTIGHT METALLIC - GRAY | 4 | 0% | 4 | FT | 762.17 | C | 30.4868 | 75 | 15.8 | C | 0.632 | 47.4 | 77.8868 | 107778
| 4" FLEX - LIQUIDTIGHT METALLIC - GRAY | 4 | 0% | 4 | FT | 2351.46 | C | 94.0584 | 75 | 25.5 | C | 1.02 | 76.5 | 170.5584 | 107790
| 2" CONN STRAIGHT - LIQUIDTIGHT DIECAST | 1 | 0% | 1 | EA | 6357.67 | C | 63.5767 | 75 | 30 | C | 0.3 | 22.5 | 86.0767 | 107811
| 4" CONN STRAIGHT - LIQUIDTIGHT DIECAST | 1 | 0% | 1 | EA | 36458.69 | C | 364.5869 | 75 | 50 | C | 0.5 | 37.5 | 402.0869 | 107820
| 2" CONN 90 DEG - LIQUIDTIGHT DIECAST | 1 | 0% | 1 | EA | 9582.59 | C | 95.8259 | 75 | 30 | C | 0.3 | 22.5 | 118.3259 | 107841
| 4" CONN 90 DEG - LIQUIDTIGHT DIECAST | 1 | 0% | 1 | EA | 66943.91 | C | 669.4391 | 75 | 50 | C | 0.5 | 37.5 | 706.9391 | 107850
| # 4 BARE COPPER - 7-STRAND | 20 | 0% | 20 | FT | 1308.7 | M | 26.174 | 75 | 11.9 | M | 0.238 | 17.85 | 44.024 | 109263
| COMPRESSION LUG - CU W/ 1- 13/32" HOLE - #2/0 CU WIRE | 3 | 0% | 3 | EA | 874 | C | 26.22 | 75 | 26 | C | 0.78 | 58.5 | 84.72 | 122619
| COMPRESSION LUG - CU W/ 1- 9/16" HOLE - #500 CU WIRE | 4 | 0% | 4 | EA | 2151.36 | C | 86.0544 | 75 | 48 | C | 1.92 | 144 | 230.0544 | 122640
| # 4 - #4/0 TO 1/2 - 1" PIPE GRD CLAMP | 1 | 0% | 1 | EA | 48.37 | E | 48.37 | 75 | 0.25 | E | 0.25 | 18.75 | 67.12 | 157980
| 3/8-16 MACHINE SCREW ANCHOR | 4 | 0% | 4 | EA | 98.72 | C | 3.9488 | 75 | 12 | C | 0.48 | 36 | 39.9488 | 139629
150KVA 3PH 480V LT FLEX
1 | 150KVA 3PH TRANSFORMER - GP - FLOOR MNT | 1 | 0% | 1 | EA | 8800 | E | 8800 | 75 | 22 | E | 22 | 1650 | 10450 | 152778
| 2" FLEX - LIQUIDTIGHT METALLIC - GRAY | 4 | 0% | 4 | FT | 762.17 | C | 30.4868 | 75 | 15.8 | C | 0.632 | 47.4 | 77.8868 | 107778
| 4" FLEX - LIQUIDTIGHT METALLIC - GRAY | 4 | 0% | 4 | FT | 2351.46 | C | 94.0584 | 75 | 25.5 | C | 1.02 | 76.5 | 170.5584 | 107790
| 2" CONN STRAIGHT - LIQUIDTIGHT DIECAST | 1 | 0% | 1 | EA | 6357.67 | C | 63.5767 | 75 | 30 | C | 0.3 | 22.5 | 86.0767 | 107811
| 4" CONN STRAIGHT - LIQUIDTIGHT DIECAST | 1 | 0% | 1 | EA | 36458.69 | C | 364.5869 | 75 | 50 | C | 0.5 | 37.5 | 402.0869 | 107820
| 2" CONN 90 DEG - LIQUIDTIGHT DIECAST | 1 | 0% | 1 | EA | 9582.59 | C | 95.8259 | 75 | 30 | C | 0.3 | 22.5 | 118.3259 | 107841
| 4" CONN 90 DEG - LIQUIDTIGHT DIECAST | 1 | 0% | 1 | EA | 66943.91 | C | 669.4391 | 75 | 50 | C | 0.5 | 37.5 | 706.9391 | 107850
| # 4 BARE COPPER - 7-STRAND | 20 | 0% | 20 | FT | 1308.7 | M | 26.174 | 75 | 11.9 | M | 0.238 | 17.85 | 44.024 | 109263
| COMPRESSION LUG - CU W/ 1- 13/32" HOLE - #4/0 CU WIRE | 3 | 0% | 3 | EA | 986.22 | C | 29.5866 | 75 | 30 | C | 0.9 | 67.5 | 97.0866 | 122625
| COMPRESSION LUG - CU W/ 1- 9/16" HOLE - #500 CU WIRE | 4 | 0% | 4 | EA | 2151.36 | C | 86.0544 | 75 | 48 | C | 1.92 | 144 | 230.0544 | 122640
| # 4 - #4/0 TO 1/2 - 1" PIPE GRD CLAMP | 1 | 0% | 1 | EA | 48.37 | E | 48.37 | 75 | 0.25 | E | 0.25 | 18.75 | 67.12 | 157980
| 3/8-16 MACHINE SCREW ANCHOR | 4 | 0% | 4 | EA | 98.72 | C | 3.9488 | 75 | 12 | C | 0.48 | 36 | 39.9488 | 139629
225KVA 3PH 480V LT FLEX
1 | 225KVA 3PH TRANSFORMER - GP - FLOOR MNT | 1 | 0% | 1 | EA | 11700 | E | 11700 | 75 | 27.5 | E | 27.5 | 2062.5 | 13762.5 | 152781
| 2 1/2" FLEX - LIQUIDTIGHT METALLIC - GRAY | 4 | 0% | 4 | FT | 1202.39 | C | 48.0956 | 75 | 17.8 | C | 0.712 | 53.4 | 101.4956 | 107781
| 3" FLEX - LIQUIDTIGHT METALLIC - GRAY | 8 | 0% | 8 | FT | 1481.48 | C | 118.5184 | 75 | 20.5 | C | 1.64 | 123 | 241.5184 | 107784
| 2 1/2" CONN STRAIGHT - LIQUIDTIGHT DIECAST | 1 | 0% | 1 | EA | 26128.07 | C | 261.2807 | 75 | 32 | C | 0.32 | 24 | 285.2807 | 107814
| 3" CONN STRAIGHT - LIQUIDTIGHT DIECAST | 2 | 0% | 2 | EA | 31362.93 | C | 627.2586 | 75 | 35 | C | 0.7 | 52.5 | 679.7586 | 107817
| 2 1/2" CONN 90 DEG - LIQUIDTIGHT DIECAST | 1 | 0% | 1 | EA | 34631.5 | C | 346.315 | 75 | 32 | C | 0.32 | 24 | 370.315 | 107844
| 3" CONN 90 DEG - LIQUIDTIGHT DIECAST | 2 | 0% | 2 | EA | 41681.76 | C | 833.6352 | 75 | 35 | C | 0.7 | 52.5 | 886.1352 | 107847
| # 2 BARE COPPER - 7-STRAND | 20 | 0% | 20 | FT | 2045.5 | M | 40.91 | 75 | 14 | M | 0.28 | 21 | 61.91 | 109269
| COMPRESSION LUG - CU W/ 1- 9/16" HOLE - #350 CU WIRE | 11 | 0% | 11 | EA | 1590.7 | C | 174.977 | 75 | 40 | C | 4.4 | 330 | 504.977 | 122634
| # 4 - #4/0 TO 1 1/4 - 2" PIPE GRD CLAMP | 1 | 0% | 1 | EA | 73.72 | E | 73.72 | 75 | 0.35 | E | 0.35 | 26.25 | 99.97 | 157983
| 3/8-16 MACHINE SCREW ANCHOR | 4 | 0% | 4 | EA | 98.72 | C | 3.9488 | 75 | 12 | C | 0.48 | 36 | 39.9488 | 139629
300KVA 3PH 480V LT FLEX
1 | 300KVA 3PH TRANSFORMER - GP - FLOOR MNT | 1 | 0% | 1 | EA | 19560 | E | 19560 | 75 | 33.6 | E | 33.6 | 2520 | 22080 | 152784
| 3" FLEX - LIQUIDTIGHT METALLIC - GRAY | 8 | 0% | 8 | FT | 1481.48 | C | 118.5184 | 75 | 20.5 | C | 1.64 | 123 | 241.5184 | 107784
| 4" FLEX - LIQUIDTIGHT METALLIC - GRAY | 16 | 0% | 16 | FT | 2351.46 | C | 376.2336 | 75 | 25.5 | C | 4.08 | 306 | 682.2336 | 107790
| 4" CONN STRAIGHT - LIQUIDTIGHT DIECAST | 2 | 0% | 2 | EA | 36458.69 | C | 729.1738 | 75 | 35 | C | 0.7 | 52.5 | 781.6738 | 107820
| 4" CONN STRAIGHT - LIQUIDTIGHT DIECAST | 4 | 0% | 4 | EA | 36458.69 | C | 1458.3476 | 75 | 50 | C | 2 | 150 | 1608.3476 | 107820
| 4" CONN 90 DEG - LIQUIDTIGHT DIECAST | 2 | 0% | 2 | EA | 66943.91 | C | 1338.8782 | 75 | 35 | C | 0.7 | 52.5 | 1391.3782 | 107850
| 4" CONN 90 DEG - LIQUIDTIGHT DIECAST | 4 | 0% | 4 | EA | 66943.91 | C | 2677.7564 | 75 | 50 | C | 2 | 150 | 2827.7564 | 107850
| # 2 BARE COPPER - 7-STRAND | 20 | 0% | 20 | FT | 2045.5 | M | 40.91 | 75 | 14 | M | 0.28 | 21 | 61.91 | 109269
| COMPRESSION LUG - CU W/ 1- 9/16" HOLE - #350 CU WIRE | 6 | 0% | 6 | EA | 1590.7 | C | 95.442 | 75 | 40 | C | 2.4 | 180 | 275.442 | 122634
| COMPRESSION LUG - CU W/ 1- 9/16" HOLE - #500 CU WIRE | 16 | 0% | 16 | EA | 2151.36 | C | 344.2176 | 75 | 48 | C | 7.68 | 576 | 920.2176 | 122640
| # 4 - #4/0 TO 1 1/4 - 2" PIPE GRD CLAMP | 1 | 0% | 1 | EA | 73.72 | E | 73.72 | 75 | 0.35 | E | 0.35 | 26.25 | 99.97 | 157983
| 3/8-16 MACHINE SCREW ANCHOR | 4 | 0% | 4 | EA | 98.72 | C | 3.9488 | 75 | 12 | C | 0.48 | 36 | 39.9488 | 139629
[16 empty] | ASL Col 2 | ASL Col 3
1 | 2KVA 3PH TRANSFORMER - GP - WALL MNT | 1 | 0% | 1 | EA | 600 | E | 600 | 75 | 4.9 | E | 4.9 | 367.5 | 967.5 | 152751 | 6.13 | 7.35
2 | 3KVA 3PH TRANSFORMER - GP - WALL MNT | 1 | 0% | 1 | EA | 750 | E | 750 | 75 | 5.5 | E | 5.5 | 412.5 | 1162.5 | 152754 | 6.88 | 8.25
3 | 6KVA 3PH TRANSFORMER - GP - WALL MNT | 1 | 0% | 1 | EA | 967 | E | 967 | 75 | 6.4 | E | 6.4 | 480 | 1447 | 152757 | 8 | 9.6
4 | 9KVA 3PH TRANSFORMER - GP - WALL MNT | 1 | 0% | 1 | EA | 1400 | E | 1400 | 75 | 7.6 | E | 7.6 | 570 | 1970 | 152760 | 9.5 | 11.4
5 | 15KVA 3PH TRANSFORMER - GP - WALL MNT | 1 | 0% | 1 | EA | 2900 | E | 2900 | 75 | 10 | E | 10 | 750 | 3650 | 152763 | 12.5 | 15
6 | 30KVA 3PH TRANSFORMER - GP - WALL MNT | 1 | 0% | 1 | EA | 4500 | E | 4500 | 75 | 14.8 | E | 14.8 | 1110 | 5610 | 152766 | 18.5 | 22.2
7 | 45KVA 3PH TRANSFORMER - GP - WALL MNT | 1 | 0% | 1 | EA | 4749 | E | 4749 | 75 | 16.2 | E | 16.2 | 1215 | 5964 | 152769 | 20.25 | 24.3
8 | 15KVA 3PH TRANSFORMER - GP - FLOOR MNT | 1 | 0% | 1 | EA | 1998 | E | 1998 | 75 | 9.3 | E | 9.3 | 697.5 | 2695.5 | 224265 | 11.63 | 13.95
9 | 30KVA 3PH TRANSFORMER - GP - FLOOR MNT | 1 | 0% | 1 | EA | 3800 | E | 3800 | 75 | 12.7 | E | 12.7 | 952.5 | 4752.5 | 224268 | 15.88 | 19.05
10 | 45KVA 3PH TRANSFORMER - GP - FLOOR MNT | 1 | 0% | 1 | EA | 4370 | E | 4370 | 75 | 14.1 | E | 14.1 | 1057.5 | 5427.5 | 224271 | 17.63 | 21.15
11 | 75KVA 3PH TRANSFORMER - GP - FLOOR MNT | 1 | 0% | 1 | EA | 5500 | E | 5500 | 75 | 16.5 | E | 16.5 | 1237.5 | 6737.5 | 152772 | 20.63 | 24.75
12 | 112KVA 3PH TRANSFORMER - GP - FLOOR MNT | 1 | 0% | 1 | EA | 7500 | E | 7500 | 75 | 19.6 | E | 19.6 | 1470 | 8970 | 152775 | 24.5 | 29.4
13 | 150KVA 3PH TRANSFORMER - GP - FLOOR MNT | 1 | 0% | 1 | EA | 8800 | E | 8800 | 75 | 22 | E | 22 | 1650 | 10450 | 152778 | 27.5 | 33
14 | 225KVA 3PH TRANSFORMER - GP - FLOOR MNT | 1 | 0% | 1 | EA | 11700 | E | 11700 | 75 | 27.5 | E | 27.5 | 2062.5 | 13762.5 | 152781 | 34.38 | 41.25
15 | 300KVA 3PH TRANSFORMER - GP - FLOOR MNT | 1 | 0% | 1 | EA | 19560 | E | 19560 | 75 | 33.6 | E | 33.6 | 2520 | 22080 | 152784 | 42 | 50.4
16 | 400KVA 3PH TRANSFORMER - GP - FLOOR MNT | 1 | 0% | 1 | EA | 29740 | E | 29740 | 75 | 38 | E | 38 | 2850 | 32590 | 224274 | 47.5 | 57
17 | 450KVA 3PH TRANSFORMER - GP - FLOOR MNT | 1 | 0% | 1 | EA | 33450 | E | 33450 | 75 | 40.4 | E | 40.4 | 3030 | 36480 | 152787 | 50.5 | 60.6
18 | 500KVA 3PH TRANSFORMER - GP - FLOOR MNT | 1 | 0% | 1 | EA | 37028 | E | 37028 | 75 | 42.5 | E | 42.5 | 3187.5 | 40215.5 | 152790 | 53.13 | 63.75
19 | 600KVA 3PH TRANSFORMER - GP - FLOOR MNT | 1 | 0% | 1 | EA | 44237 | E | 44237 | 75 | 47.5 | E | 47.5 | 3562.5 | 47799.5 | 152793 | 59.38 | 71.25
20 | 750KVA 3PH TRANSFORMER - GP - FLOOR MNT | 1 | 0% | 1 | EA | 48380 | E | 48380 | 75 | 52.4 | E | 52.4 | 3930 | 52310 | 152796 | 65.5 | 78.6
21 | 1000KVA 3PH TRANSFORMER - GP - FLOOR MNT | 1 | 0% | 1 | EA | 57522 | E | 57522 | 75 | 57.5 | E | 57.5 | 4312.5 | 61834.5 | 152799 | 71.88 | 86.25
22 | 1500KVA 3PH TRANSFORMER - GP - FLOOR MNT | 1 | 0% | 1 | EA | 76888 | E | 76888 | 75 | 0 | E | 0 | 0 | 76888 | 152802
23 | 2000KVA 3PH TRANSFORMER - GP - FLOOR MNT | 1 | 0% | 1 | EA | 82973 | E | 82973 | 75 | 0 | E | 0 | 0 | 82973 | 152805
1 | 6KVA 3PH TRANSFORMER - K-RATED - WALL MNT | 1 | 0% | 1 | EA | 2093 | E | 2093 | 75 | 6.4 | E | 6.4 | 480 | 2573 | 224277 | 8 | 9.6
2 | 9KVA 3PH TRANSFORMER - K-RATED - WALL MNT | 1 | 0% | 1 | EA | 2093 | E | 2093 | 75 | 7.6 | E | 7.6 | 570 | 2663 | 152868 | 9.5 | 11.4
3 | 15KVA 3PH TRANSFORMER - K-RATED - WALL MNT | 1 | 0% | 1 | EA | 2093 | E | 2093 | 75 | 10 | E | 10 | 750 | 2843 | 152871 | 12.5 | 15
4 | 30KVA 3PH TRANSFORMER - K-RATED - WALL MNT | 1 | 0% | 1 | EA | 2144 | E | 2144 | 75 | 14.8 | E | 14.8 | 1110 | 3254 | 152874 | 18.5 | 22.2
5 | 45KVA 3PH TRANSFORMER - K-RATED - WALL MNT | 1 | 0% | 1 | EA | 2287 | E | 2287 | 75 | 16.2 | E | 16.2 | 1215 | 3502 | 152877 | 20.25 | 24.3
6 | 15KVA 3PH TRANSFORMER - K-RATED - FLOOR MNT | 1 | 0% | 1 | EA | 2093 | E | 2093 | 75 | 9.3 | E | 9.3 | 697.5 | 2790.5 | 224280 | 11.63 | 13.95
7 | 30KVA 3PH TRANSFORMER - K-RATED - FLOOR MNT | 1 | 0% | 1 | EA | 2144 | E | 2144 | 75 | 12.7 | E | 12.7 | 952.5 | 3096.5 | 224283 | 15.88 | 19.05
8 | 45KVA 3PH TRANSFORMER - K-RATED - FLOOR MNT | 1 | 0% | 1 | EA | 2287 | E | 2287 | 75 | 14.1 | E | 14.1 | 1057.5 | 3344.5 | 224286 | 17.63 | 21.15
9 | 75KVA 3PH TRANSFORMER - K-RATED - FLOOR MNT | 1 | 0% | 1 | EA | 3737 | E | 3737 | 75 | 16.5 | E | 16.5 | 1237.5 | 4974.5 | 152880 | 20.63 | 24.75
10 | 112KVA 3PH TRANSFORMER - K-RATED - FLOOR MNT | 1 | 0% | 1 | EA | 6359 | E | 6359 | 75 | 19.6 | E | 19.6 | 1470 | 7829 | 152883 | 24.5 | 29.4
11 | 150KVA 3PH TRANSFORMER - K-RATED - FLOOR MNT | 1 | 0% | 1 | EA | 8487 | E | 8487 | 75 | 22 | E | 22 | 1650 | 10137 | 152886 | 27.5 | 33
12 | 225KVA 3PH TRANSFORMER - K-RATED - FLOOR MNT | 1 | 0% | 1 | EA | 10792 | E | 10792 | 75 | 27.5 | E | 27.5 | 2062.5 | 12854.5 | 224289 | 34.38 | 41.25
13 | 300KVA 3PH TRANSFORMER - K-RATED - FLOOR MNT | 1 | 0% | 1 | EA | 15395 | E | 15395 | 75 | 33.6 | E | 33.6 | 2520 | 17915 | 224292 | 42 | 50.4
14 | 400KVA 3PH TRANSFORMER - K-RATED - FLOOR MNT | 1 | 0% | 1 | EA | 0 | E | 0 | 75 | 38 | E | 38 | 2850 | 2850 | 224295 | 47.5 | 57
15 | 450KVA 3PH TRANSFORMER - K-RATED - FLOOR MNT | 1 | 0% | 1 | EA | 0 | E | 0 | 75 | 40.4 | E | 40.4 | 3030 | 3030 | 224298 | 50.5 | 60.6
16 | 500KVA 3PH TRANSFORMER - K-RATED - FLOOR MNT | 1 | 0% | 1 | EA | 18600 | E | 18600 | 75 | 42.5 | E | 42.5 | 3187.5 | 21787.5 | 224301 | 53.13 | 63.75
17 | 600KVA 3PH TRANSFORMER - K-RATED - FLOOR MNT | 1 | 0% | 1 | EA | 0 | E | 0 | 75 | 47.5 | E | 47.5 | 3562.5 | 3562.5 | 224304 | 59.38 | 71.25
18 | 750KVA 3PH TRANSFORMER - K-RATED - FLOOR MNT | 1 | 0% | 1 | EA | 70000 | E | 70000 | 75 | 52.4 | E | 52.4 | 3930 | 73930 | 224307 | 65.5 | 78.6
1 | 15KVA 3PH TRANSFORMER - ISOLATION - FLOOR MNT | 1 | 0% | 1 | EA | 2460 | E | 2460 | 75 | 10.2 | E | 10.2 | 765 | 3225 | 153333 | 12.75 | 15.3
2 | 25KVA 3PH TRANSFORMER - ISOLATION - FLOOR MNT | 1 | 0% | 1 | EA | 2960 | E | 2960 | 75 | 12 | E | 12 | 900 | 3860 | 153336 | 15 | 18
3 | 50KVA 3PH TRANSFORMER - ISOLATION - FLOOR MNT | 1 | 0% | 1 | EA | 4130 | E | 4130 | 75 | 16.2 | E | 16.2 | 1215 | 5345 | 153339 | 20.25 | 24.3
4 | 75KVA 3PH TRANSFORMER - ISOLATION - FLOOR MNT | 1 | 0% | 1 | EA | 4740 | E | 4740 | 75 | 18 | E | 18 | 1350 | 6090 | 153342 | 22.5 | 27
5 | 100KVA 3PH TRANSFORMER - ISOLATION - FLOOR MNT | 1 | 0% | 1 | EA | 5856.93 | E | 5856.93 | 75 | 19.8 | E | 19.8 | 1485 | 7341.93 | 153345 | 24.75 | 29.7
6 | 125KVA 3PH TRANSFORMER - ISOLATION - FLOOR MNT | 1 | 0% | 1 | EA | 7790 | E | 7790 | 75 | 22 | E | 22 | 1650 | 9440 | 153348 | 27.5 | 33
7 | 150KVA 3PH TRANSFORMER - ISOLATION - FLOOR MNT | 1 | 0% | 1 | EA | 8130 | E | 8130 | 75 | 24 | E | 24 | 1800 | 9930 | 153351 | 30 | 36
8 | 175KVA 3PH TRANSFORMER - ISOLATION - FLOOR MNT | 1 | 0% | 1 | EA | 9576 | E | 9576 | 75 | 25.2 | E | 25.2 | 1890 | 11466 | 153354 | 31.5 | 37.8
9 | 200KVA 3PH TRANSFORMER - ISOLATION - FLOOR MNT | 1 | 0% | 1 | EA | 10920 | E | 10920 | 75 | 26.6 | E | 26.6 | 1995 | 12915 | 153357 | 33.25 | 39.9
10 | 225KVA 3PH TRANSFORMER - ISOLATION - FLOOR MNT | 1 | 0% | 1 | EA | 11372 | E | 11372 | 75 | 30 | E | 30 | 2250 | 13622 | 153360 | 37.5 | 45
11 | 250KVA 3PH TRANSFORMER - ISOLATION - FLOOR MNT | 1 | 0% | 1 | EA | 15890 | E | 15890 | 75 | 33.5 | E | 33.5 | 2512.5 | 18402.5 | 153363 | 41.88 | 50.25
12 | 275KVA 3PH TRANSFORMER - ISOLATION - FLOOR MNT | 1 | 0% | 1 | EA | 17127 | E | 17127 | 75 | 36 | E | 36 | 2700 | 19827 | 153366 | 45 | 54
13 | 300KVA 3PH TRANSFORMER - ISOLATION - FLOOR MNT | 1 | 0% | 1 | EA | 19677 | E | 19677 | 75 | 38 | E | 38 | 2850 | 22527 | 153369 | 47.5 | 57
14 | 350KVA 3PH TRANSFORMER - ISOLATION - FLOOR MNT | 1 | 0% | 1 | EA | 21729 | E | 21729 | 75 | 39 | E | 39 | 2925 | 24654 | 153372 | 48.75 | 58.5
15 | 500KVA 3PH TRANSFORMER - ISOLATION - FLOOR MNT | 1 | 0% | 1 | EA | 30246 | E | 30246 | 75 | 46.4 | E | 46.4 | 3480 | 33726 | 153375 | 58 | 69.6
1 | 3KVA 3PH TRANSFORMER - AUTO - WALL MNT | 1 | 0% | 1 | EA | 478 | E | 478 | 75 | 4.9 | E | 4.9 | 367.5 | 845.5 | 153297 | 6.13 | 7.35
2 | 6KVA 3PH TRANSFORMER - AUTO - WALL MNT | 1 | 0% | 1 | EA | 502 | E | 502 | 75 | 5.7 | E | 5.7 | 427.5 | 929.5 | 153300 | 7.13 | 8.55
3 | 10KVA 3PH TRANSFORMER - AUTO - WALL MNT | 1 | 0% | 1 | EA | 576 | E | 576 | 75 | 6.8 | E | 6.8 | 510 | 1086 | 153303 | 8.5 | 10.2
4 | 15KVA 3PH TRANSFORMER - AUTO - WALL MNT | 1 | 0% | 1 | EA | 657 | E | 657 | 75 | 9 | E | 9 | 675 | 1332 | 153306 | 11.25 | 13.5
5 | 30KVA 3PH TRANSFORMER - AUTO - WALL MNT | 1 | 0% | 1 | EA | 698 | E | 698 | 75 | 13.4 | E | 13.4 | 1005 | 1703 | 153309 | 16.75 | 20.1
6 | 45KVA 3PH TRANSFORMER - AUTO - WALL MNT | 1 | 0% | 1 | EA | 1005 | E | 1005 | 75 | 14.6 | E | 14.6 | 1095 | 2100 | 153312 | 18.25 | 21.9
7 | 15KVA 3PH TRANSFORMER - AUTO - FLOOR MNT | 1 | 0% | 1 | EA | 496 | E | 496 | 75 | 8.4 | E | 8.4 | 630 | 1126 | 224310 | 10.5 | 12.6
8 | 30KVA 3PH TRANSFORMER - AUTO - FLOOR MNT | 1 | 0% | 1 | EA | 688 | E | 688 | 75 | 11.6 | E | 11.6 | 870 | 1558 | 224313 | 14.5 | 17.4
9 | 45KVA 3PH TRANSFORMER - AUTO - FLOOR MNT | 1 | 0% | 1 | EA | 910 | E | 910 | 75 | 12.8 | E | 12.8 | 960 | 1870 | 224316 | 16 | 19.2
10 | 75KVA 3PH TRANSFORMER - AUTO - FLOOR MNT | 1 | 0% | 1 | EA | 1195 | E | 1195 | 75 | 15 | E | 15 | 1125 | 2320 | 153315 | 18.75 | 22.5
11 | 112KVA 3PH TRANSFORMER - AUTO - FLOOR MNT | 1 | 0% | 1 | EA | 1496 | E | 1496 | 75 | 17.8 | E | 17.8 | 1335 | 2831 | 153318 | 22.25 | 26.7
12 | 150KVA 3PH TRANSFORMER - AUTO - FLOOR MNT | 1 | 0% | 1 | EA | 1940 | E | 1940 | 75 | 20 | E | 20 | 1500 | 3440 | 153321 | 25 | 30
13 | 225KVA 3PH TRANSFORMER - AUTO - FLOOR MNT | 1 | 0% | 1 | EA | 3499 | E | 3499 | 75 | 25 | E | 25 | 1875 | 5374 | 153324 | 31.25 | 37.5
14 | 300KVA 3PH TRANSFORMER - AUTO - FLOOR MNT | 1 | 0% | 1 | EA | 4134 | E | 4134 | 75 | 30.5 | E | 30.5 | 2287.5 | 6421.5 | 153327 | 38.13 | 45.75
15 | 400KVA 3PH TRANSFORMER - AUTO - FLOOR MNT | 1 | 0% | 1 | EA | 4576 | E | 4576 | 75 | 34.4 | E | 34.4 | 2580 | 7156 | 224319 | 43 | 51.6
16 | 450KVA 3PH TRANSFORMER - AUTO - FLOOR MNT | 1 | 0% | 1 | EA | 4801 | E | 4801 | 75 | 36.5 | E | 36.5 | 2737.5 | 7538.5 | 224322 | 45.63 | 54.75
17 | 500KVA 3PH TRANSFORMER - AUTO - FLOOR MNT | 1 | 0% | 1 | EA | 5655 | E | 5655 | 75 | 38.8 | E | 38.8 | 2910 | 8565 | 153330 | 48.5 | 58.2
18 | 600KVA 3PH TRANSFORMER - AUTO - FLOOR MNT | 1 | 0% | 1 | EA | 6941 | E | 6941 | 75 | 43.2 | E | 43.2 | 3240 | 10181 | 224325 | 54 | 64.8
19 | 750KVA 3PH TRANSFORMER - AUTO - FLOOR MNT | 1 | 0% | 1 | EA | 8979 | E | 8979 | 75 | 47.6 | E | 47.6 | 3570 | 12549 | 224328 | 59.5 | 71.4
1 | 7.5KVA 3PH TRANSFORMER - DRIVE ISOLATION - WALL MNT | 1 | 0% | 1 | EA | 1080 | E | 1080 | 75 | 7.8 | E | 7.8 | 585 | 1665 | 224331 | 9.75 | 11.7
2 | 11KVA 3PH TRANSFORMER - DRIVE ISOLATION - WALL MNT | 1 | 0% | 1 | EA | 1224 | E | 1224 | 75 | 9 | E | 9 | 675 | 1899 | 224334 | 11.25 | 13.5
3 | 14KVA 3PH TRANSFORMER - DRIVE ISOLATION - WALL MNT | 1 | 0% | 1 | EA | 1732 | E | 1732 | 75 | 11 | E | 11 | 825 | 2557 | 224337 | 13.75 | 16.5
4 | 20KVA 3PH TRANSFORMER - DRIVE ISOLATION - WALL MNT | 1 | 0% | 1 | EA | 1850 | E | 1850 | 75 | 12.4 | E | 12.4 | 930 | 2780 | 224340 | 15.5 | 18.6
5 | 27KVA 3PH TRANSFORMER - DRIVE ISOLATION - WALL MNT | 1 | 0% | 1 | EA | 2174 | E | 2174 | 75 | 14 | E | 14 | 1050 | 3224 | 224343 | 17.5 | 21
6 | 34KVA 3PH TRANSFORMER - DRIVE ISOLATION - WALL MNT | 1 | 0% | 1 | EA | 2530 | E | 2530 | 75 | 17 | E | 17 | 1275 | 3805 | 224346 | 21.25 | 25.5
7 | 40KVA 3PH TRANSFORMER - DRIVE ISOLATION - WALL MNT | 1 | 0% | 1 | EA | 2926.69 | E | 2926.69 | 75 | 17.8 | E | 17.8 | 1335 | 4261.69 | 224349 | 22.25 | 26.7
8 | 51KVA 3PH TRANSFORMER - DRIVE ISOLATION - WALL MNT | 1 | 0% | 1 | EA | 3345 | E | 3345 | 75 | 19.4 | E | 19.4 | 1455 | 4800 | 224352 | 24.25 | 29.1
9 | 14KVA 3PH TRANSFORMER - DRIVE ISOLATION - FLOOR MNT | 1 | 0% | 1 | EA | 1732 | E | 1732 | 75 | 10.2 | E | 10.2 | 765 | 2497 | 224355 | 12.75 | 15.3
10 | 20KVA 3PH TRANSFORMER - DRIVE ISOLATION - FLOOR MNT | 1 | 0% | 1 | EA | 1850 | E | 1850 | 75 | 11 | E | 11 | 825 | 2675 | 224358 | 13.75 | 16.5
11 | 27KVA 3PH TRANSFORMER - DRIVE ISOLATION - FLOOR MNT | 1 | 0% | 1 | EA | 2174 | E | 2174 | 75 | 12 | E | 12 | 900 | 3074 | 224361 | 15 | 18
12 | 34KVA 3PH TRANSFORMER - DRIVE ISOLATION - FLOOR MNT | 1 | 0% | 1 | EA | 2530 | E | 2530 | 75 | 14.6 | E | 14.6 | 1095 | 3625 | 224364 | 18.25 | 21.9
13 | 40KVA 3PH TRANSFORMER - DRIVE ISOLATION - FLOOR MNT | 1 | 0% | 1 | EA | 2926.69 | E | 2926.69 | 75 | 15.4 | E | 15.4 | 1155 | 4081.69 | 224367 | 19.25 | 23.1
14 | 51KVA 3PH TRANSFORMER - DRIVE ISOLATION - FLOOR MNT | 1 | 0% | 1 | EA | 3345 | E | 3345 | 75 | 16.2 | E | 16.2 | 1215 | 4560 | 224370 | 20.25 | 24.3
15 | 63KVA 3PH TRANSFORMER - DRIVE ISOLATION - FLOOR MNT | 1 | 0% | 1 | EA | 3408 | E | 3408 | 75 | 17 | E | 17 | 1275 | 4683 | 224373 | 21.25 | 25.5
16 | 75KVA 3PH TRANSFORMER - DRIVE ISOLATION - FLOOR MNT | 1 | 0% | 1 | EA | 4096.96 | E | 4096.96 | 75 | 18 | E | 18 | 1350 | 5446.96 | 224376 | 22.5 | 27
17 | 93KVA 3PH TRANSFORMER - DRIVE ISOLATION - FLOOR MNT | 1 | 0% | 1 | EA | 4880 | E | 4880 | 75 | 19 | E | 19 | 1425 | 6305 | 224379 | 23.75 | 28.5
18 | 118KVA 3PH TRANSFORMER - DRIVE ISOLATION - FLOOR MNT | 1 | 0% | 1 | EA | 5494 | E | 5494 | 75 | 21.4 | E | 21.4 | 1605 | 7099 | 224382 | 26.75 | 32.1
19 | 145KVA 3PH TRANSFORMER - DRIVE ISOLATION - FLOOR MNT | 1 | 0% | 1 | EA | 6763 | E | 6763 | 75 | 24 | E | 24 | 1800 | 8563 | 224385 | 30 | 36
20 | 175KVA 3PH TRANSFORMER - DRIVE ISOLATION - FLOOR MNT | 1 | 0% | 1 | EA | 7870 | E | 7870 | 75 | 25.4 | E | 25.4 | 1905 | 9775 | 224388 | 31.75 | 38.1
21 | 220KVA 3PH TRANSFORMER - DRIVE ISOLATION - FLOOR MNT | 1 | 0% | 1 | EA | 9061 | E | 9061 | 75 | 30 | E | 30 | 2250 | 11311 | 224391 | 37.5 | 45
22 | 275KVA 3PH TRANSFORMER - DRIVE ISOLATION - FLOOR MNT | 1 | 0% | 1 | EA | 10746 | E | 10746 | 75 | 36 | E | 36 | 2700 | 13446 | 224394 | 45 | 54
23 | 330KVA 3PH TRANSFORMER - DRIVE ISOLATION - FLOOR MNT | 1 | 0% | 1 | EA | 9559 | E | 9559 | 75 | 39 | E | 39 | 2925 | 12484 | 224397 | 48.75 | 58.5
24 | 440KVA 3PH TRANSFORMER - DRIVE ISOLATION - FLOOR MNT | 1 | 0% | 1 | EA | 13373 | E | 13373 | 75 | 44 | E | 44 | 3300 | 16673 | 224400 | 55 | 66
25 | 550KVA 3PH TRANSFORMER - DRIVE ISOLATION - FLOOR MNT | 1 | 0% | 1 | EA | 17204 | E | 17204 | 75 | 48 | E | 48 | 3600 | 20804 | 224403 | 60 | 72
26 | 660KVA 3PH TRANSFORMER - DRIVE ISOLATION - FLOOR MNT | 1 | 0% | 1 | EA | 19267 | E | 19267 | 75 | 54 | E | 54 | 4050 | 23317 | 224406 | 67.5 | 81
27 | 750KVA 3PH TRANSFORMER - DRIVE ISOLATION - FLOOR MNT | 1 | 0% | 1 | EA | 24057 | E | 24057 | 75 | 63 | E | 63 | 4725 | 28782 | 224409 | 78.75 | 94.5
1 | 3KVA 3PH TRANSFORMER - EPOXY-POTTED - WALL MNT | 1 | 0% | 1 | EA | 727 | E | 727 | 75 | 5.5 | E | 5.5 | 412.5 | 1139.5 | 152889 | 6.88 | 8.25
2 | 6KVA 3PH TRANSFORMER - EPOXY-POTTED - WALL MNT | 1 | 0% | 1 | EA | 930 | E | 930 | 75 | 6.4 | E | 6.4 | 480 | 1410 | 152892 | 8 | 9.6
3 | 9KVA 3PH TRANSFORMER - EPOXY-POTTED - WALL MNT | 1 | 0% | 1 | EA | 1174 | E | 1174 | 75 | 7.6 | E | 7.6 | 570 | 1744 | 152895 | 9.5 | 11.4
4 | 15KVA 3PH TRANSFORMER - EPOXY-POTTED - WALL MNT | 1 | 0% | 1 | EA | 1390 | E | 1390 | 75 | 10 | E | 10 | 750 | 2140 | 152898 | 12.5 | 15
5 | 30KVA 3PH TRANSFORMER - EPOXY-POTTED - WALL MNT | 1 | 0% | 1 | EA | 3547 | E | 3547 | 75 | 14.8 | E | 14.8 | 1110 | 4657 | 152901 | 18.5 | 22.2
6 | 45KVA 3PH TRANSFORMER - EPOXY-POTTED - FLOOR MNT | 1 | 0% | 1 | EA | 4347 | E | 4347 | 75 | 14.2 | E | 14.2 | 1065 | 5412 | 152904 | 17.75 | 21.3
7 | 75KVA 3PH TRANSFORMER - EPOXY-POTTED - FLOOR MNT | 1 | 0% | 1 | EA | 7466 | E | 7466 | 75 | 16.5 | E | 16.5 | 1237.5 | 8703.5 | 152907 | 20.63 | 24.75
1 | 3KVA 1PH TRANSFORMER - GP - WALL MNT | 1 | 0% | 1 | EA | 1078 | E | 1078 | 75 | 5 | E | 5 | 375 | 1453 | 153468 | 6.25 | 7.5
2 | 5KVA 1PH TRANSFORMER - GP - WALL MNT | 1 | 0% | 1 | EA | 1426 | E | 1426 | 75 | 5.7 | E | 5.7 | 427.5 | 1853.5 | 153471 | 7.13 | 8.55
3 | 7.5KVA 1PH TRANSFORMER - GP - WALL MNT | 1 | 0% | 1 | EA | 1711 | E | 1711 | 75 | 6.7 | E | 6.7 | 502.5 | 2213.5 | 153474 | 8.38 | 10.05
4 | 10KVA 1PH TRANSFORMER - GP - WALL MNT | 1 | 0% | 1 | EA | 2270 | E | 2270 | 75 | 7.6 | E | 7.6 | 570 | 2840 | 153477 | 9.5 | 11.4
5 | 15KVA 1PH TRANSFORMER - GP - WALL MNT | 1 | 0% | 1 | EA | 2667 | E | 2667 | 75 | 10 | E | 10 | 750 | 3417 | 153480 | 12.5 | 15
6 | 25KVA 1PH TRANSFORMER - GP - WALL MNT | 1 | 0% | 1 | EA | 2750 | E | 2750 | 75 | 12.4 | E | 12.4 | 930 | 3680 | 153483 | 15.5 | 18.6
7 | 37.5KVA 1PH TRANSFORMER - GP - WALL MNT | 1 | 0% | 1 | EA | 3717 | E | 3717 | 75 | 14.5 | E | 14.5 | 1087.5 | 4804.5 | 153486 | 18.13 | 21.75
8 | 15KVA 1PH TRANSFORMER - GP - FLOOR MNT | 1 | 0% | 1 | EA | 2667 | E | 2667 | 75 | 8.6 | E | 8.6 | 645 | 3312 | 224412 | 10.75 | 12.9
9 | 25KVA 1PH TRANSFORMER - GP - FLOOR MNT | 1 | 0% | 1 | EA | 2750 | E | 2750 | 75 | 10.3 | E | 10.3 | 772.5 | 3522.5 | 224415 | 12.88 | 15.45
10 | 37.5KVA 1PH TRANSFORMER - GP - FLOOR MNT | 1 | 0% | 1 | EA | 3717 | E | 3717 | 75 | 12 | E | 12 | 900 | 4617 | 224418 | 15 | 18
11 | 50KVA 1PH TRANSFORMER - GP - FLOOR MNT | 1 | 0% | 1 | EA | 4162 | E | 4162 | 75 | 12.7 | E | 12.7 | 952.5 | 5114.5 | 153489 | 15.88 | 19.05
12 | 75KVA 1PH TRANSFORMER - GP - FLOOR MNT | 1 | 0% | 1 | EA | 3998 | E | 3998 | 75 | 14.4 | E | 14.4 | 1080 | 5078 | 153492 | 18 | 21.6
13 | 100KVA 1PH TRANSFORMER - GP - FLOOR MNT | 1 | 0% | 1 | EA | 4462 | E | 4462 | 75 | 16.8 | E | 16.8 | 1260 | 5722 | 153495 | 21 | 25.2
14 | 150KVA 1PH TRANSFORMER - GP - FLOOR MNT | 1 | 0% | 1 | EA | 4957 | E | 4957 | 75 | 19.2 | E | 19.2 | 1440 | 6397 | 153498 | 24 | 28.8
15 | 167KVA 1PH TRANSFORMER - GP - FLOOR MNT | 1 | 0% | 1 | EA | 5385 | E | 5385 | 75 | 21.6 | E | 21.6 | 1620 | 7005 | 153501 | 27 | 32.4
16 | 200KVA 1PH TRANSFORMER - GP - FLOOR MNT | 1 | 0% | 1 | EA | 6450 | E | 6450 | 75 | 23 | E | 23 | 1725 | 8175 | 224421 | 28.75 | 34.5
17 | 250KVA 1PH TRANSFORMER - GP - FLOOR MNT | 1 | 0% | 1 | EA | 8336 | E | 8336 | 75 | 27.8 | E | 27.8 | 2085 | 10421 | 153504 | 34.75 | 41.7
18 | 333KVA 1PH TRANSFORMER - GP - FLOOR MNT | 1 | 0% | 1 | EA | 12000 | E | 12000 | 75 | 32.5 | E | 32.5 | 2437.5 | 14437.5 | 153507 | 40.63 | 48.75
19 | 500KVA 1PH TRANSFORMER - GP - FLOOR MNT | 1 | 0% | 1 | EA | 26000 | E | 26000 | 75 | 0 | E | 0 | 0 | 26000 | 153510
1 | 15KVA 1PH TRANSFORMER - ISOLATION | 1 | 0% | 1 | EA | 1254 | E | 1254 | 75 | 8.6 | E | 8.6 | 645 | 1899 | 153978 | 10.75 | 12.9
2 | 25KVA 1PH TRANSFORMER - ISOLATION | 1 | 0% | 1 | EA | 1615 | E | 1615 | 75 | 10.3 | E | 10.3 | 772.5 | 2387.5 | 153981 | 12.88 | 15.45
3 | 50KVA 1PH TRANSFORMER - ISOLATION | 1 | 0% | 1 | EA | 2659 | E | 2659 | 75 | 12.7 | E | 12.7 | 952.5 | 3611.5 | 153984 | 15.88 | 19.05
4 | 75KVA 1PH TRANSFORMER - ISOLATION | 1 | 0% | 1 | EA | 3476 | E | 3476 | 75 | 14.4 | E | 14.4 | 1080 | 4556 | 153987 | 18 | 21.6
5 | 100KVA 1PH TRANSFORMER - ISOLATION | 1 | 0% | 1 | EA | 4793 | E | 4793 | 75 | 16.8 | E | 16.8 | 1260 | 6053 | 153990 | 21 | 25.2
6 | 125KVA 1PH TRANSFORMER - ISOLATION | 1 | 0% | 1 | EA | 4928 | E | 4928 | 75 | 18 | E | 18 | 1350 | 6278 | 153993 | 22.5 | 27
7 | 150KVA 1PH TRANSFORMER - ISOLATION | 1 | 0% | 1 | EA | 5188 | E | 5188 | 75 | 19.2 | E | 19.2 | 1440 | 6628 | 153996 | 24 | 28.8
8 | 175KVA 1PH TRANSFORMER - ISOLATION | 1 | 0% | 1 | EA | 6112 | E | 6112 | 75 | 22 | E | 22 | 1650 | 7762 | 153999 | 27.5 | 33
9 | 200KVA 1PH TRANSFORMER - ISOLATION | 1 | 0% | 1 | EA | 8234 | E | 8234 | 75 | 23 | E | 23 | 1725 | 9959 | 154002 | 28.75 | 34.5
10 | 225KVA 1PH TRANSFORMER - ISOLATION | 1 | 0% | 1 | EA | 9743 | E | 9743 | 75 | 25.4 | E | 25.4 | 1905 | 11648 | 154005 | 31.75 | 38.1
11 | 250KVA 1PH TRANSFORMER - ISOLATION | 1 | 0% | 1 | EA | 1189 | E | 1189 | 75 | 27.8 | E | 27.8 | 2085 | 3274 | 154008 | 34.75 | 41.7
12 | 275KVA 1PH TRANSFORMER - ISOLATION | 1 | 0% | 1 | EA | 14569 | E | 14569 | 75 | 0 | E | 0 | 0 | 14569 | 154011
13 | 300KVA 1PH TRANSFORMER - ISOLATION | 1 | 0% | 1 | EA | 17659 | E | 17659 | 75 | 0 | E | 0 | 0 | 17659 | 154014
14 | 350KVA 1PH TRANSFORMER - ISOLATION | 1 | 0% | 1 | EA | 19723 | E | 19723 | 75 | 0 | E | 0 | 0 | 19723 | 154017
15 | 500KVA 1PH TRANSFORMER - ISOLATION | 1 | 0% | 1 | EA | 0 | E | 0 | 75 | 0 | E | 0 | 0 | 0 | 154020
1 | 3KVA 1PH TRANSFORMER - AUTO - WALL MNT | 1 | 0% | 1 | EA | 377 | E | 377 | 75 | 4.5 | E | 4.5 | 337.5 | 714.5 | 153936 | 5.63 | 6.75
2 | 5KVA 1PH TRANSFORMER - AUTO - WALL MNT | 1 | 0% | 1 | EA | 420 | E | 420 | 75 | 5.1 | E | 5.1 | 382.5 | 802.5 | 153939 | 6.38 | 7.65
3 | 7.5KVA 1PH TRANSFORMER - AUTO - WALL MNT | 1 | 0% | 1 | EA | 509 | E | 509 | 75 | 6 | E | 6 | 450 | 959 | 153942 | 7.5 | 9
4 | 10KVA 1PH TRANSFORMER - AUTO - WALL MNT | 1 | 0% | 1 | EA | 579 | E | 579 | 75 | 6.8 | E | 6.8 | 510 | 1089 | 153945 | 8.5 | 10.2
5 | 15KVA 1PH TRANSFORMER - AUTO - WALL MNT | 1 | 0% | 1 | EA | 664 | E | 664 | 75 | 9 | E | 9 | 675 | 1339 | 153948 | 11.25 | 13.5
6 | 25KVA 1PH TRANSFORMER - AUTO - WALL MNT | 1 | 0% | 1 | EA | 1154 | E | 1154 | 75 | 11.2 | E | 11.2 | 840 | 1994 | 153951 | 14 | 16.8
7 | 37KVA 1PH TRANSFORMER - AUTO - WALL MNT | 1 | 0% | 1 | EA | 1448 | E | 1448 | 75 | 13.1 | E | 13.1 | 982.5 | 2430.5 | 153954 | 16.38 | 19.65
8 | 15KVA 1PH TRANSFORMER - AUTO - FLOOR MNT | 1 | 0% | 1 | EA | 664 | E | 664 | 75 | 7.8 | E | 7.8 | 585 | 1249 | 224424 | 9.75 | 11.7
9 | 25KVA 1PH TRANSFORMER - AUTO - FLOOR MNT | 1 | 0% | 1 | EA | 1154 | E | 1154 | 75 | 9.4 | E | 9.4 | 705 | 1859 | 224427 | 11.75 | 14.1
10 | 37KVA 1PH TRANSFORMER - AUTO - FLOOR MNT | 1 | 0% | 1 | EA | 1448 | E | 1448 | 75 | 11 | E | 11 | 825 | 2273 | 224430 | 13.75 | 16.5
11 | 50KVA 1PH TRANSFORMER - AUTO - FLOOR MNT | 1 | 0% | 1 | EA | 1658 | E | 1658 | 75 | 11.6 | E | 11.6 | 870 | 2528 | 153957 | 14.5 | 17.4
12 | 75KVA 1PH TRANSFORMER - AUTO - FLOOR MNT | 1 | 0% | 1 | EA | 2032 | E | 2032 | 75 | 13.2 | E | 13.2 | 990 | 3022 | 153960 | 16.5 | 19.8
13 | 100KVA 1PH TRANSFORMER - AUTO - FLOOR MNT | 1 | 0% | 1 | EA | 2606 | E | 2606 | 75 | 15.4 | E | 15.4 | 1155 | 3761 | 153963 | 19.25 | 23.1
14 | 167KVA 1PH TRANSFORMER - AUTO - FLOOR MNT | 1 | 0% | 1 | EA | 3991 | E | 3991 | 75 | 19.8 | E | 19.8 | 1485 | 5476 | 153966 | 24.75 | 29.7
15 | 250KVA 1PH TRANSFORMER - AUTO - FLOOR MNT | 1 | 0% | 1 | EA | 0 | E | 0 | 75 | 25.4 | E | 25.4 | 1905 | 1905 | 153969 | 31.75 | 38.1
16 | 333KVA 1PH TRANSFORMER - AUTO - FLOOR MNT | 1 | 0% | 1 | EA | 0 | E | 0 | 75 | 29.8 | E | 29.8 | 2235 | 2235 | 153972 | 37.25 | 44.7
17 | 500KVA 1PH TRANSFORMER - AUTO - FLOOR MNT | 1 | 0% | 1 | EA | 0 | E | 0 | 75 | 0 | E | 0 | 0 | 0 | 153975
1 | 0.25KVA 1PH TRANSFORMER - EPOXY-POTTED - WALL MNT | 1 | 0% | 1 | EA | 95 | E | 95 | 75 | 3.6 | E | 3.6 | 270 | 365 | 153513 | 4.5 | 5.4
2 | 0.50KVA 1PH TRANSFORMER - EPOXY-POTTED - WALL MNT | 1 | 0% | 1 | EA | 207 | E | 207 | 75 | 3.6 | E | 3.6 | 270 | 477 | 153516 | 4.5 | 5.4
3 | 0.75KVA 1PH TRANSFORMER - EPOXY-POTTED - WALL MNT | 1 | 0% | 1 | EA | 207 | E | 207 | 75 | 3.7 | E | 3.7 | 277.5 | 484.5 | 153519 | 4.63 | 5.55
4 | 1.0KVA 1PH TRANSFORMER - EPOXY-POTTED - WALL MNT | 1 | 0% | 1 | EA | 240 | E | 240 | 75 | 3.8 | E | 3.8 | 285 | 525 | 153522 | 4.75 | 5.7
5 | 1.5KVA 1PH TRANSFORMER - EPOXY-POTTED - WALL MNT | 1 | 0% | 1 | EA | 300 | E | 300 | 75 | 4.2 | E | 4.2 | 315 | 615 | 153525 | 5.25 | 6.3
6 | 2.0KVA 1PH TRANSFORMER - EPOXY-POTTED - WALL MNT | 1 | 0% | 1 | EA | 355 | E | 355 | 75 | 4.5 | E | 4.5 | 337.5 | 692.5 | 153528 | 5.63 | 6.75
7 | 3.0KVA 1PH TRANSFORMER - EPOXY-POTTED - WALL MNT | 1 | 0% | 1 | EA | 412 | E | 412 | 75 | 5 | E | 5 | 375 | 787 | 153531 | 6.25 | 7.5
8 | 5.0KVA 1PH TRANSFORMER - EPOXY-POTTED - WALL MNT | 1 | 0% | 1 | EA | 614 | E | 614 | 75 | 5.7 | E | 5.7 | 427.5 | 1041.5 | 153534 | 7.13 | 8.55
9 | 7.5KVA 1PH TRANSFORMER - EPOXY-POTTED - WALL MNT | 1 | 0% | 1 | EA | 804 | E | 804 | 75 | 6.7 | E | 6.7 | 502.5 | 1306.5 | 153537 | 8.38 | 10.05
10 | 10KVA 1PH TRANSFORMER - EPOXY-POTTED - WALL MNT | 1 | 0% | 1 | EA | 923 | E | 923 | 75 | 7.6 | E | 7.6 | 570 | 1493 | 153540 | 9.5 | 11.4
11 | 15KVA 1PH TRANSFORMER - EPOXY-POTTED - WALL MNT | 1 | 0% | 1 | EA | 1138 | E | 1138 | 75 | 10 | E | 10 | 750 | 1888 | 153543 | 12.5 | 15
12 | 25KVA 1PH TRANSFORMER - EPOXY-POTTED - WALL MNT | 1 | 0% | 1 | EA | 1485 | E | 1485 | 75 | 12.4 | E | 12.4 | 930 | 2415 | 153546 | 15.5 | 18.6
13 | 37.5KVA 1PH TRANSFORMER - EPOXY-POTTED - WALL MNT | 1 | 0% | 1 | EA | 1756 | E | 1756 | 75 | 14.5 | E | 14.5 | 1087.5 | 2843.5 | 224433 | 18.13 | 21.75
14 | 50KVA 1PH TRANSFORMER - EPOXY-POTTED - WALL MNT | 1 | 0% | 1 | EA | 2190 | E | 2190 | 75 | 17.2 | E | 17.2 | 1290 | 3480 | 224436 | 21.5 | 25.8

## Generators
[12 empty] | LABOR RATE |  | 75
SR. NO. | DESCRIPTION | QUANTITY | WASTAGE | QTY WITH WASTAGE | UNIT | UNIT COST | UNIT | MATERIAL COST | LABOR RATE | LABOR | UNIT | TOTAL HOURS | LABOR COST | TOTAL COST | ASL Col 2 | ASL Col 3 | NECA Normal | NECA Difficult | NECA Very Difficult | REFERENCE CODE
1 | 5KW GENERATOR - DIESEL | 1 | 0% | 1 | EA | 0 | E | 0 | 75 | 6 | E | 6 | 450 | 450 | 7.5 | 9 |  |  |  | 154668
2 | 6KW GENERATOR - DIESEL | 1 | 0% | 1 | EA | 0 | E | 0 | 75 | 6 | E | 6 | 450 | 450 | 7.5 | 9 |  |  |  | 154671
3 | 8KW GENERATOR - DIESEL | 1 | 0% | 1 | EA | 0 | E | 0 | 75 | 6 | E | 6 | 450 | 450 | 7.5 | 9 | 10 | 12.5 | 15 | 154674
4 | 10KW GENERATOR - DIESEL | 1 | 0% | 1 | EA | 0 | E | 0 | 75 | 8 | E | 8 | 600 | 600 | 10 | 12 | 11.5 | 14.38 | 17.25 | 154677
5 | 12KW GENERATOR - DIESEL | 1 | 0% | 1 | EA | 0 | E | 0 | 75 | 10 | E | 10 | 750 | 750 | 12.5 | 15 | 12.5 | 15.63 | 18.75 | 154680
6 | 15KW GENERATOR - DIESEL | 1 | 0% | 1 | EA | 0 | E | 0 | 75 | 12 | E | 12 | 900 | 900 | 15 | 18 | 13 | 16.25 | 19.5 | 154683
7 | 20KW GENERATOR - DIESEL | 1 | 0% | 1 | EA | 0 | E | 0 | 75 | 14 | E | 14 | 1050 | 1050 | 17.5 | 21 |  |  |  | 154686
8 | 25KW GENERATOR - DIESEL | 1 | 0% | 1 | EA | 0 | E | 0 | 75 | 16 | E | 16 | 1200 | 1200 | 20 | 24 |  |  |  | 154689
9 | 30KW GENERATOR - DIESEL | 1 | 0% | 1 | EA | 0 | E | 0 | 75 | 18 | E | 18 | 1350 | 1350 | 22.5 | 27 | 15 | 18.75 | 22.5 | 154692
10 | 35KW GENERATOR - DIESEL | 1 | 0% | 1 | EA | 0 | E | 0 | 75 | 20 | E | 20 | 1500 | 1500 | 25 | 30 | 15.5 | 19.38 | 23.25 | 154695
11 | 40KW GENERATOR - DIESEL | 1 | 0% | 1 | EA | 0 | E | 0 | 75 | 20 | E | 20 | 1500 | 1500 | 25 | 30 | 16 | 20 | 24 | 154698
12 | 50KW GENERATOR - DIESEL | 1 | 0% | 1 | EA | 0 | E | 0 | 75 | 22 | E | 22 | 1650 | 1650 | 27.5 | 33 | 17 | 21.25 | 25.5 | 154701
13 | 60KW GENERATOR - DIESEL | 1 | 0% | 1 | EA | 0 | E | 0 | 75 | 28 | E | 28 | 2100 | 2100 | 35 | 42 | 19 | 23.75 | 28.5 | 154704
14 | 75KW GENERATOR - DIESEL | 1 | 0% | 1 | EA | 0 | E | 0 | 75 | 30 | E | 30 | 2250 | 2250 | 37.5 | 45 | 23 | 28.75 | 34.5 | 154707
15 | 100KW GENERATOR - DIESEL | 1 | 0% | 1 | EA | 0 | E | 0 | 75 | 34 | E | 34 | 2550 | 2550 | 42.5 | 51 | 27.5 | 34.38 | 41.25 | 154710
16 | 125KW GENERATOR - DIESEL | 1 | 0% | 1 | EA | 0 | E | 0 | 75 | 38 | E | 38 | 2850 | 2850 | 47.5 | 57 | 31 | 38.75 | 46.5 | 154713
17 | 150KW GENERATOR - DIESEL | 1 | 0% | 1 | EA | 0 | E | 0 | 75 | 40 | E | 40 | 3000 | 3000 | 50 | 60 | 32.5 | 40.63 | 48.75 | 154716
18 | 175KW GENERATOR - DIESEL | 1 | 0% | 1 | EA | 0 | E | 0 | 75 | 42 | E | 42 | 3150 | 3150 | 52.5 | 63 | 34 | 42.5 | 51 | 154719
19 | 200KW GENERATOR - DIESEL | 1 | 0% | 1 | EA | 0 | E | 0 | 75 | 44 | E | 44 | 3300 | 3300 | 55 | 66 | 34.5 | 43.13 | 51.75 | 154722
20 | 225KW GENERATOR - DIESEL | 1 | 0% | 1 | EA | 0 | E | 0 | 75 | 46 | E | 46 | 3450 | 3450 | 57.5 | 69 | 35 | 43.75 | 52.5 | 154725
21 | 250KW GENERATOR - DIESEL | 1 | 0% | 1 | EA | 0 | E | 0 | 75 | 48 | E | 48 | 3600 | 3600 | 60 | 72 | 36 | 45 | 54 | 154728
22 | 275KW GENERATOR - DIESEL | 1 | 0% | 1 | EA | 0 | E | 0 | 75 | 50 | E | 50 | 3750 | 3750 | 62.5 | 75 |  |  |  | 154731
23 | 300KW GENERATOR - DIESEL | 1 | 0% | 1 | EA | 0 | E | 0 | 75 | 52 | E | 52 | 3900 | 3900 | 65 | 78 | 38 | 47.5 | 57 | 154734
24 | 350KW GENERATOR - DIESEL | 1 | 0% | 1 | EA | 0 | E | 0 | 75 | 56 | E | 56 | 4200 | 4200 | 70 | 84 | 41.5 | 51.88 | 62.25 | 154737
25 | 500KW GENERATOR - DIESEL | 1 | 0% | 1 | EA | 0 | E | 0 | 75 | 60 | E | 60 | 4500 | 4500 | 75 | 90 | 46 | 57.5 | 69 | 154740
26 | 600KW GENERATOR - DIESEL | 1 | 0% | 1 | EA | 0 | E | 0 | 75 | 65 | E | 65 | 4875 | 4875 | 81.25 | 97.5 | 48 | 60 | 72 | 154743
27 | 700KW GENERATOR - DIESEL | 1 | 0% | 1 | EA | 0 | E | 0 | 75 | 70 | E | 70 | 5250 | 5250 | 87.5 | 105 |  |  |  | 154746
28 | 800KW GENERATOR - DIESEL | 1 | 0% | 1 | EA | 0 | E | 0 | 75 | 75 | E | 75 | 5625 | 5625 | 93.75 | 112.5 |  |  |  | 154749
29 | 900KW GENERATOR - DIESEL | 1 | 0% | 1 | EA | 0 | E | 0 | 75 | 80 | E | 80 | 6000 | 6000 | 100 | 120 | 60 | 75 | 90 | 154752
30 | 1000KW GENERATOR - DIESEL | 1 | 0% | 1 | EA | 0 | E | 0 | 75 | 85 | E | 85 | 6375 | 6375 | 106.25 | 127.5 | 68.5 | 85.63 | 102.75 | 154755
31 | 1250KW GENERATOR - DIESEL | 1 | 0% | 1 | EA | 0 | E | 0 | 75 | 90 | E | 90 | 6750 | 6750 | 112.5 | 135 |  |  |  | 154758
32 | 1500KW GENERATOR - DIESEL | 1 | 0% | 1 | EA | 0 | E | 0 | 75 | 95 | E | 95 | 7125 | 7125 | 118.75 | 142.5 |  |  |  | 154761
1 | 5KW GENERATOR - GASOLINE | 1 | 0% | 1 | EA | 0 | E | 0 | 75 | 6 | E | 6 | 450 | 450 | 7.5 | 9 |  |  |  | 154764
2 | 6KW GENERATOR - GASOLINE | 1 | 0% | 1 | EA | 0 | E | 0 | 75 | 6 | E | 6 | 450 | 450 | 7.5 | 9 |  |  |  | 154767
3 | 8KW GENERATOR - GASOLINE | 1 | 0% | 1 | EA | 0 | E | 0 | 75 | 6 | E | 6 | 450 | 450 | 7.5 | 9 | 10 | 12.5 | 15 | 154770
4 | 10KW GENERATOR - GASOLINE | 1 | 0% | 1 | EA | 0 | E | 0 | 75 | 8 | E | 8 | 600 | 600 | 10 | 12 | 11.5 | 14.38 | 17.25 | 154773
5 | 12KW GENERATOR - GASOLINE | 1 | 0% | 1 | EA | 0 | E | 0 | 75 | 10 | E | 10 | 750 | 750 | 12.5 | 15 | 12.5 | 15.63 | 18.75 | 154776
6 | 15KW GENERATOR - GASOLINE | 1 | 0% | 1 | EA | 0 | E | 0 | 75 | 12 | E | 12 | 900 | 900 | 15 | 18 | 13 | 16.25 | 19.5 | 154779
7 | 20KW GENERATOR - GASOLINE | 1 | 0% | 1 | EA | 0 | E | 0 | 75 | 14 | E | 14 | 1050 | 1050 | 17.5 | 21 |  |  |  | 154782
8 | 25KW GENERATOR - GASOLINE | 1 | 0% | 1 | EA | 0 | E | 0 | 75 | 16 | E | 16 | 1200 | 1200 | 20 | 24 |  |  |  | 154785
9 | 30KW GENERATOR - GASOLINE | 1 | 0% | 1 | EA | 0 | E | 0 | 75 | 18 | E | 18 | 1350 | 1350 | 22.5 | 27 | 15 | 18.75 | 22.5 | 154788
10 | 35KW GENERATOR - GASOLINE | 1 | 0% | 1 | EA | 0 | E | 0 | 75 | 20 | E | 20 | 1500 | 1500 | 25 | 30 | 15.5 | 19.38 | 23.25 | 154791
11 | 40KW GENERATOR - GASOLINE | 1 | 0% | 1 | EA | 0 | E | 0 | 75 | 20 | E | 20 | 1500 | 1500 | 25 | 30 | 16 | 20 | 24 | 154794
12 | 50KW GENERATOR - GASOLINE | 1 | 0% | 1 | EA | 0 | E | 0 | 75 | 22 | E | 22 | 1650 | 1650 | 27.5 | 33 | 17 | 21.25 | 25.5 | 154797
13 | 60KW GENERATOR - GASOLINE | 1 | 0% | 1 | EA | 0 | E | 0 | 75 | 28 | E | 28 | 2100 | 2100 | 35 | 42 | 19 | 23.75 | 28.5 | 154800
14 | 75KW GENERATOR - GASOLINE | 1 | 0% | 1 | EA | 0 | E | 0 | 75 | 30 | E | 30 | 2250 | 2250 | 37.5 | 45 | 23 | 28.75 | 34.5 | 154803
15 | 100KW GENERATOR - GASOLINE | 1 | 0% | 1 | EA | 0 | E | 0 | 75 | 34 | E | 34 | 2550 | 2550 | 42.5 | 51 | 27.5 | 34.38 | 41.25 | 154806
16 | 125KW GENERATOR - GASOLINE | 1 | 0% | 1 | EA | 0 | E | 0 | 75 | 38 | E | 38 | 2850 | 2850 | 47.5 | 57 | 31 | 38.75 | 46.5 | 154809
17 | 150KW GENERATOR - GASOLINE | 1 | 0% | 1 | EA | 0 | E | 0 | 75 | 40 | E | 40 | 3000 | 3000 | 50 | 60 | 32.5 | 40.63 | 48.75 | 154812
18 | 175KW GENERATOR - GASOLINE | 1 | 0% | 1 | EA | 0 | E | 0 | 75 | 42 | E | 42 | 3150 | 3150 | 52.5 | 63 | 34 | 42.5 | 51 | 154815
19 | 200KW GENERATOR - GASOLINE | 1 | 0% | 1 | EA | 0 | E | 0 | 75 | 44 | E | 44 | 3300 | 3300 | 55 | 66 | 34.5 | 43.13 | 51.75 | 154818
20 | 225KW GENERATOR - GASOLINE | 1 | 0% | 1 | EA | 0 | E | 0 | 75 | 46 | E | 46 | 3450 | 3450 | 57.5 | 69 | 35 | 43.75 | 52.5 | 154821
21 | 250KW GENERATOR - GASOLINE | 1 | 0% | 1 | EA | 0 | E | 0 | 75 | 48 | E | 48 | 3600 | 3600 | 60 | 72 | 36 | 45 | 54 | 154824
22 | 275KW GENERATOR - GASOLINE | 1 | 0% | 1 | EA | 0 | E | 0 | 75 | 50 | E | 50 | 3750 | 3750 | 62.5 | 75 |  |  |  | 154827
23 | 300KW GENERATOR - GASOLINE | 1 | 0% | 1 | EA | 0 | E | 0 | 75 | 52 | E | 52 | 3900 | 3900 | 65 | 78 | 38 | 47.5 | 57 | 154830
24 | 350KW GENERATOR - GASOLINE | 1 | 0% | 1 | EA | 0 | E | 0 | 75 | 56 | E | 56 | 4200 | 4200 | 70 | 84 | 41.5 | 51.88 | 62.25 | 154833
25 | 500KW GENERATOR - GASOLINE | 1 | 0% | 1 | EA | 0 | E | 0 | 75 | 60 | E | 60 | 4500 | 4500 | 75 | 90 | 46 | 57.5 | 69 | 154836
26 | 600KW GENERATOR - GASOLINE | 1 | 0% | 1 | EA | 0 | E | 0 | 75 | 65 | E | 65 | 4875 | 4875 | 81.25 | 97.5 | 48 | 60 | 72 | 154839
27 | 700KW GENERATOR - GASOLINE | 1 | 0% | 1 | EA | 0 | E | 0 | 75 | 70 | E | 70 | 5250 | 5250 | 87.5 | 105 |  |  |  | 154842
28 | 800KW GENERATOR - GASOLINE | 1 | 0% | 1 | EA | 0 | E | 0 | 75 | 75 | E | 75 | 5625 | 5625 | 93.75 | 112.5 |  |  |  | 154845
29 | 900KW GENERATOR - GASOLINE | 1 | 0% | 1 | EA | 0 | E | 0 | 75 | 80 | E | 80 | 6000 | 6000 | 100 | 120 | 60 | 75 | 90 | 154848
30 | 1000KW GENERATOR - GASOLINE | 1 | 0% | 1 | EA | 0 | E | 0 | 75 | 85 | E | 85 | 6375 | 6375 | 106.25 | 127.5 | 68.5 | 85.63 | 102.75 | 154851
31 | 1250KW GENERATOR - GASOLINE | 1 | 0% | 1 | EA | 0 | E | 0 | 75 | 90 | E | 90 | 6750 | 6750 | 112.5 | 135 |  |  |  | 154854
32 | 1500KW GENERATOR - GASOLINE | 1 | 0% | 1 | EA | 0 | E | 0 | 75 | 95 | E | 95 | 7125 | 7125 | 118.75 | 142.5 |  |  |  | 154857
1 | 5KW GENERATOR - PROPANE | 1 | 0% | 1 | EA | 0 | E | 0 | 75 | 6 | E | 6 | 450 | 450 | 7.5 | 9 |  |  |  | 154860
2 | 6KW GENERATOR - PROPANE | 1 | 0% | 1 | EA | 0 | E | 0 | 75 | 6 | E | 6 | 450 | 450 | 7.5 | 9 |  |  |  | 154863
3 | 8KW GENERATOR - PROPANE | 1 | 0% | 1 | EA | 0 | E | 0 | 75 | 6 | E | 6 | 450 | 450 | 7.5 | 9 | 10 | 12.5 | 15 | 154866
4 | 10KW GENERATOR - PROPANE | 1 | 0% | 1 | EA | 0 | E | 0 | 75 | 8 | E | 8 | 600 | 600 | 10 | 12 | 11.5 | 14.38 | 17.25 | 154869
5 | 12KW GENERATOR - PROPANE | 1 | 0% | 1 | EA | 0 | E | 0 | 75 | 10 | E | 10 | 750 | 750 | 12.5 | 15 | 12.5 | 15.63 | 18.75 | 154872
6 | 15KW GENERATOR - PROPANE | 1 | 0% | 1 | EA | 0 | E | 0 | 75 | 12 | E | 12 | 900 | 900 | 15 | 18 | 13 | 16.25 | 19.5 | 154875
7 | 20KW GENERATOR - PROPANE | 1 | 0% | 1 | EA | 0 | E | 0 | 75 | 14 | E | 14 | 1050 | 1050 | 17.5 | 21 |  |  |  | 154878
8 | 25KW GENERATOR - PROPANE | 1 | 0% | 1 | EA | 0 | E | 0 | 75 | 16 | E | 16 | 1200 | 1200 | 20 | 24 |  |  |  | 154881
9 | 30KW GENERATOR - PROPANE | 1 | 0% | 1 | EA | 0 | E | 0 | 75 | 18 | E | 18 | 1350 | 1350 | 22.5 | 27 | 15 | 18.75 | 22.5 | 154884
10 | 35KW GENERATOR - PROPANE | 1 | 0% | 1 | EA | 0 | E | 0 | 75 | 20 | E | 20 | 1500 | 1500 | 25 | 30 | 15.5 | 19.38 | 23.25 | 154887
11 | 40KW GENERATOR - PROPANE | 1 | 0% | 1 | EA | 0 | E | 0 | 75 | 20 | E | 20 | 1500 | 1500 | 25 | 30 | 16 | 20 | 24 | 154890
12 | 50KW GENERATOR - PROPANE | 1 | 0% | 1 | EA | 0 | E | 0 | 75 | 22 | E | 22 | 1650 | 1650 | 27.5 | 33 | 17 | 21.25 | 25.5 | 154893
13 | 60KW GENERATOR - PROPANE | 1 | 0% | 1 | EA | 0 |  | 0 | 75 | 28 |  | 28 | 2100 | 2100 | 35 | 42 | 19 | 23.75 | 28.5 | 154896
14 | 75KW GENERATOR - PROPANE | 1 | 0% | 1 | EA | 0 | E | 0 | 75 | 30 | E | 30 | 2250 | 2250 | 37.5 | 45 | 23 | 28.75 | 34.5 | 154899
15 | 100KW GENERATOR - PROPANE | 1 | 0% | 1 | EA | 0 | E | 0 | 75 | 34 | E | 34 | 2550 | 2550 | 42.5 | 51 | 27.5 | 34.38 | 41.25 | 154902
16 | 125KW GENERATOR - PROPANE | 1 | 0% | 1 | EA | 0 | E | 0 | 75 | 38 | E | 38 | 2850 | 2850 | 47.5 | 57 | 31 | 38.75 | 46.5 | 154905
17 | 150KW GENERATOR - PROPANE | 1 | 0% | 1 | EA | 0 | E | 0 | 75 | 40 | E | 40 | 3000 | 3000 | 50 | 60 | 32.5 | 40.63 | 48.75 | 154908
18 | 175KW GENERATOR - PROPANE | 1 | 0% | 1 | EA | 0 | E | 0 | 75 | 42 | E | 42 | 3150 | 3150 | 52.5 | 63 | 34 | 42.5 | 51 | 154911
19 | 200KW GENERATOR - PROPANE | 1 | 0% | 1 | EA | 0 | E | 0 | 75 | 44 | E | 44 | 3300 | 3300 | 55 | 66 | 34.5 | 43.13 | 51.75 | 154914
20 | 225KW GENERATOR - PROPANE | 1 | 0% | 1 | EA | 0 | E | 0 | 75 | 46 | E | 46 | 3450 | 3450 | 57.5 | 69 | 35 | 43.75 | 52.5 | 154917
21 | 250KW GENERATOR - PROPANE | 1 | 0% | 1 | EA | 0 | E | 0 | 75 | 48 | E | 48 | 3600 | 3600 | 60 | 72 | 36 | 45 | 54 | 154920
22 | 275KW GENERATOR - PROPANE | 1 | 0% | 1 | EA | 0 | E | 0 | 75 | 50 | E | 50 | 3750 | 3750 | 62.5 | 75 |  |  |  | 154923
23 | 300KW GENERATOR - PROPANE | 1 | 0% | 1 | EA | 0 | E | 0 | 75 | 52 | E | 52 | 3900 | 3900 | 65 | 78 | 38 | 47.5 | 57 | 154926
24 | 350KW GENERATOR - PROPANE | 1 | 0% | 1 | EA | 0 | E | 0 | 75 | 56 | E | 56 | 4200 | 4200 | 70 | 84 | 41.5 | 51.88 | 62.25 | 154929
25 | 500KW GENERATOR - PROPANE | 1 | 0% | 1 | EA | 0 | E | 0 | 75 | 60 | E | 60 | 4500 | 4500 | 75 | 90 | 46 | 57.5 | 69 | 154932
26 | 600KW GENERATOR - PROPANE | 1 | 0% | 1 | EA | 0 | E | 0 | 75 | 65 | E | 65 | 4875 | 4875 | 81.25 | 97.5 | 48 | 60 | 72 | 154935
27 | 700KW GENERATOR - PROPANE | 1 | 0% | 1 | EA | 0 | E | 0 | 75 | 70 | E | 70 | 5250 | 5250 | 87.5 | 105 |  |  |  | 154938
28 | 800KW GENERATOR - PROPANE | 1 | 0% | 1 | EA | 0 | E | 0 | 75 | 75 | E | 75 | 5625 | 5625 | 93.75 | 112.5 |  |  |  | 154941
29 | 900KW GENERATOR - PROPANE | 1 | 0% | 1 | EA | 0 | E | 0 | 75 | 80 | E | 80 | 6000 | 6000 | 100 | 120 | 60 | 75 | 90 | 154944
30 | 1000KW GENERATOR - PROPANE | 1 | 0% | 1 | EA | 0 | E | 0 | 75 | 85 | E | 85 | 6375 | 6375 | 106.25 | 127.5 | 68.5 | 85.63 | 102.75 | 154947
31 | 1250KW GENERATOR - PROPANE | 1 | 0% | 1 | EA | 0 | E | 0 | 75 | 90 | E | 90 | 6750 | 6750 | 112.5 | 135 |  |  |  | 154950
32 | 1500KW GENERATOR - PROPANE | 1 | 0% | 1 | EA | 0 | E | 0 | 75 | 95 | E | 95 | 7125 | 7125 | 118.75 | 142.5 |  |  |  | 154953
1 | 5KW GENERATOR - ELECTRIC | 1 | 0% | 1 | EA | 0 | E | 0 | 75 | 8 | E | 8 | 600 | 600 | 10 | 12 |  |  |  | 154956
2 | 6KW GENERATOR - ELECTRIC | 1 | 0% | 1 | EA | 0 | E | 0 | 75 | 8 | E | 8 | 600 | 600 | 10 | 12 |  |  |  | 154959
3 | 8KW GENERATOR - ELECTRIC | 1 | 0% | 1 | EA | 0 | E | 0 | 75 | 8 | E | 8 | 600 | 600 | 10 | 12 | 10 | 12.5 | 15 | 154962
4 | 10KW GENERATOR - ELECTRIC | 1 | 0% | 1 | EA | 0 | E | 0 | 75 | 12 | E | 12 | 900 | 900 | 15 | 18 | 11.5 | 14.38 | 17.25 | 154965
5 | 12KW GENERATOR - ELECTRIC | 1 | 0% | 1 | EA | 0 | E | 0 | 75 | 14 | E | 14 | 1050 | 1050 | 17.5 | 21 | 12.5 | 15.63 | 18.75 | 154968
6 | 15KW GENERATOR - ELECTRIC | 1 | 0% | 1 | EA | 0 | E | 0 | 75 | 16 | E | 16 | 1200 | 1200 | 20 | 24 | 13 | 16.25 | 19.5 | 154971
7 | 20KW GENERATOR - ELECTRIC | 1 | 0% | 1 | EA | 0 | E | 0 | 75 | 18 | E | 18 | 1350 | 1350 | 22.5 | 27 |  |  |  | 154974
8 | 25KW GENERATOR - ELECTRIC | 1 | 0% | 1 | EA | 0 | E | 0 | 75 | 20 | E | 20 | 1500 | 1500 | 25 | 30 |  |  |  | 154977
9 | 30KW GENERATOR - ELECTRIC | 1 | 0% | 1 | EA | 0 | E | 0 | 75 | 22 | E | 22 | 1650 | 1650 | 27.5 | 33 | 15 | 18.75 | 22.5 | 154980
10 | 35KW GENERATOR - ELECTRIC | 1 | 0% | 1 | EA | 0 | E | 0 | 75 | 24 | E | 24 | 1800 | 1800 | 30 | 36 | 15.5 | 19.38 | 23.25 | 154983
11 | 40KW GENERATOR - ELECTRIC | 1 | 0% | 1 | EA | 0 | E | 0 | 75 | 26 | E | 26 | 1950 | 1950 | 32.5 | 39 | 16 | 20 | 24 | 154986
12 | 50KW GENERATOR - ELECTRIC | 1 | 0% | 1 | EA | 0 | E | 0 | 75 | 28 | E | 28 | 2100 | 2100 | 35 | 42 | 17 | 21.25 | 25.5 | 154989
13 | 60KW GENERATOR - ELECTRIC | 1 | 0% | 1 | EA | 0 | E | 0 | 75 | 30 | E | 30 | 2250 | 2250 | 37.5 | 45 | 19 | 23.75 | 28.5 | 154992
14 | 75KW GENERATOR - ELECTRIC | 1 | 0% | 1 | EA | 0 | E | 0 | 75 | 34 | E | 34 | 2550 | 2550 | 42.5 | 51 | 23 | 28.75 | 34.5 | 154995
15 | 100KW GENERATOR - ELECTRIC | 1 | 0% | 1 | EA | 0 | E | 0 | 75 | 38 | E | 38 | 2850 | 2850 | 47.5 | 57 | 27.5 | 34.38 | 41.25 | 154998
16 | 125KW GENERATOR - ELECTRIC | 1 | 0% | 1 | EA | 0 | E | 0 | 75 | 42 | E | 42 | 3150 | 3150 | 52.5 | 63 | 31 | 38.75 | 46.5 | 155001
17 | 150KW GENERATOR - ELECTRIC | 1 | 0% | 1 | EA | 0 | E | 0 | 75 | 46 | E | 46 | 3450 | 3450 | 57.5 | 69 | 32.5 | 40.63 | 48.75 | 155004
18 | 175KW GENERATOR - ELECTRIC | 1 | 0% | 1 | EA | 0 | E | 0 | 75 | 50 | E | 50 | 3750 | 3750 | 62.5 | 75 | 34 | 42.5 | 51 | 155007
19 | 200KW GENERATOR - ELECTRIC | 1 | 0% | 1 | EA | 0 | E | 0 | 75 | 54 | E | 54 | 4050 | 4050 | 67.5 | 81 | 34.5 | 43.13 | 51.75 | 155010
20 | 225KW GENERATOR - ELECTRIC | 1 | 0% | 1 | EA | 0 | E | 0 | 75 | 58 | E | 58 | 4350 | 4350 | 72.5 | 87 | 35 | 43.75 | 52.5 | 155013
21 | 250KW GENERATOR - ELECTRIC | 1 | 0% | 1 | EA | 0 | E | 0 | 75 | 62 | E | 62 | 4650 | 4650 | 77.5 | 93 | 36 | 45 | 54 | 155016
22 | 275KW GENERATOR - ELECTRIC | 1 | 0% | 1 | EA | 0 | E | 0 | 75 | 66 | E | 66 | 4950 | 4950 | 82.5 | 99 |  |  |  | 155019
23 | 300KW GENERATOR - ELECTRIC | 1 | 0% | 1 | EA | 0 | E | 0 | 75 | 70 | E | 70 | 5250 | 5250 | 87.5 | 105 | 38 | 47.5 | 57 | 155022
24 | 350KW GENERATOR - ELECTRIC | 1 | 0% | 1 | EA | 0 | E | 0 | 75 | 74 | E | 74 | 5550 | 5550 | 92.5 | 111 | 41.5 | 51.88 | 62.25 | 155025
25 | 500KW GENERATOR - ELECTRIC | 1 | 0% | 1 | EA | 0 | E | 0 | 75 | 80 | E | 80 | 6000 | 6000 | 100 | 120 | 46 | 57.5 | 69 | 155028
26 | 600KW GENERATOR - ELECTRIC | 1 | 0% | 1 | EA | 0 | E | 0 | 75 | 86 | E | 86 | 6450 | 6450 | 107.5 | 129 | 48 | 60 | 72 | 155031
27 | 700KW GENERATOR - ELECTRIC | 1 | 0% | 1 | EA | 0 | E | 0 | 75 | 92 | E | 92 | 6900 | 6900 | 115 | 138 |  |  |  | 155034
28 | 800KW GENERATOR - ELECTRIC | 1 | 0% | 1 | EA | 0 | E | 0 | 75 | 98 | E | 98 | 7350 | 7350 | 122.5 | 147 |  |  |  | 155037
29 | 900KW GENERATOR - ELECTRIC | 1 | 0% | 1 | EA | 0 | E | 0 | 75 | 105 | E | 105 | 7875 | 7875 | 131.25 | 157.5 | 60 | 75 | 90 | 155040
30 | 1000KW GENERATOR - ELECTRIC | 1 | 0% | 1 | EA | 0 | E | 0 | 75 | 112 | E | 112 | 8400 | 8400 | 140 | 168 | 68.5 | 85.63 | 102.75 | 155043
31 | 1250KW GENERATOR - ELECTRIC | 1 | 0% | 1 | EA | 0 | E | 0 | 75 | 120 | E | 120 | 9000 | 9000 | 150 | 180 |  |  |  | 155046
32 | 1500KW GENERATOR - ELECTRIC | 1 | 0% | 1 | EA | 0 | E | 0 | 75 | 126 | E | 126 | 9450 | 9450 | 157.5 | 189 |  |  |  | 155049

## Transfer Switches
[12 empty] | LABOR RATE |  | 75
SR. NO. | DESCRIPTION | QUANTITY | WASTAGE | QTY WITH WASTAGE | UNIT | UNIT COST | UNIT | MATERIAL COST | LABOR RATE | LABOR | UNIT | TOTAL HOURS | LABOR COST | TOTAL COST | ASL Col 2 | ASL Col 3 | NECA Normal | NECA Difficult | NECA Very Difficult | REFERENCE CODE
MANUAL TRANSFER SWITCH
1 | 30A MANUAL TRANSFER SWITCH 1PH | 1 | 0% | 1 | EA | 130 | E | 130 | 75 | 3 | E | 3 | 225 | 355 | 3.75 | 4.5
2 | 40A MANUAL TRANSFER SWITCH 1PH | 1 | 0% | 1 | EA | 235 | E | 235 | 75 | 3 | E | 3 | 225 | 460 | 3.75 | 4.5
3 | 50A MANUAL TRANSFER SWITCH 1PH | 1 | 0% | 1 | EA | 290 | E | 290 | 75 | 3 | E | 3 | 225 | 515 | 3.75 | 4.5
4 | 70A MANUAL TRANSFER SWITCH 1PH | 1 | 0% | 1 | EA | 324 | E | 324 | 75 | 4 | E | 4 | 300 | 624 | 5 | 6
5 | 90A MANUAL TRANSFER SWITCH 1PH | 1 | 0% | 1 | EA | 394 | E | 394 | 75 | 4 | E | 4 | 300 | 694 | 5 | 6
6 | 100A MANUAL TRANSFER SWITCH 1PH | 1 | 0% | 1 | EA | 483 | E | 483 | 75 | 4 | E | 4 | 300 | 783 | 5 | 6 | 6 | 7.5 | 9
7 | 150A MANUAL TRANSFER SWITCH 1PH | 1 | 0% | 1 | EA | 523 | E | 523 | 75 | 6 | E | 6 | 450 | 973 | 7.5 | 9 | 7 | 8.75 | 10.5
8 | 175A MANUAL TRANSFER SWITCH 1PH | 1 | 0% | 1 | EA | 729 | E | 729 | 75 | 6 | E | 6 | 450 | 1179 | 7.5 | 9 | 8 | 10 | 12
9 | 200A MANUAL TRANSFER SWITCH 1PH | 1 | 0% | 1 | EA | 765 | E | 765 | 75 | 6 | E | 6 | 450 | 1215 | 7.5 | 9 | 8 | 10 | 12
10 | 225A MANUAL TRANSFER SWITCH 1PH | 1 | 0% | 1 | EA | 942 | E | 942 | 75 | 9 | E | 9 | 675 | 1617 | 11.25 | 13.5 | 8 | 10 | 12
11 | 250A MANUAL TRANSFER SWITCH 1PH | 1 | 0% | 1 | EA | 1167 | E | 1167 | 75 | 9 | E | 9 | 675 | 1842 | 11.25 | 13.5 | 11 | 13.75 | 16.5
12 | 300A MANUAL TRANSFER SWITCH 1PH | 1 | 0% | 1 | EA | 1285 | E | 1285 | 75 | 9 | E | 9 | 675 | 1960 | 11.25 | 13.5 | 11 | 13.75 | 16.5
13 | 350A MANUAL TRANSFER SWITCH 1PH | 1 | 0% | 1 | EA | 1398 | E | 1398 | 75 | 9 | E | 9 | 675 | 2073 | 11.25 | 13.5 | 11 | 13.75 | 16.5
14 | 400A MANUAL TRANSFER SWITCH 1PH | 1 | 0% | 1 | EA | 1590 | E | 1590 | 75 | 9 | E | 9 | 675 | 2265 | 11.25 | 13.5 | 11 | 13.75 | 16.5
15 | 500A MANUAL TRANSFER SWITCH 1PH | 1 | 0% | 1 | EA | 3155 | E | 3155 | 75 | 12 | E | 12 | 900 | 4055 | 15 | 18 | 13 | 16.25 | 19.5
16 | 600A MANUAL TRANSFER SWITCH 1PH | 1 | 0% | 1 | EA | 4019 | E | 4019 | 75 | 12 | E | 12 | 900 | 4919 | 15 | 18 | 13 | 16.25 | 19.5
17 | 700A MANUAL TRANSFER SWITCH 1PH | 1 | 0% | 1 | EA | 4198 | E | 4198 | 75 | 16 | E | 16 | 1200 | 5398 | 20 | 24 | 16 | 20 | 24
18 | 800A MANUAL TRANSFER SWITCH 1PH | 1 | 0% | 1 | EA | 4499 | E | 4499 | 75 | 16 | E | 16 | 1200 | 5699 | 20 | 24 | 16 | 20 | 24
19 | 1000A MANUAL TRANSFER SWITCH 1PH | 1 | 0% | 1 | EA | 6899 | E | 6899 | 75 | 20 | E | 20 | 1500 | 8399 | 25 | 30 | 22 | 27.5 | 33
20 | 1200A MANUAL TRANSFER SWITCH 1PH | 1 | 0% | 1 | EA | 8060 | E | 8060 | 75 | 20 | E | 20 | 1500 | 9560 | 25 | 30 | 24 | 30 | 36
1 | 30A MANUAL TRANSFER SWITCH 3PH | 1 | 0% | 1 | EA | 229 | E | 229 | 75 | 4 | E | 4 | 300 | 529 | 5 | 6
2 | 40A MANUAL TRANSFER SWITCH 3PH | 1 | 0% | 1 | EA | 299 | E | 299 | 75 | 4 | E | 4 | 300 | 599 | 5 | 6
3 | 50A MANUAL TRANSFER SWITCH 3PH | 1 | 0% | 1 | EA | 395 | E | 395 | 75 | 4 | E | 4 | 300 | 695 | 5 | 6
4 | 70A MANUAL TRANSFER SWITCH 3PH | 1 | 0% | 1 | EA | 489 | E | 489 | 75 | 5 | E | 5 | 375 | 864 | 6.25 | 7.5
5 | 90A MANUAL TRANSFER SWITCH 3PH | 1 | 0% | 1 | EA | 799 | E | 799 | 75 | 5 | E | 5 | 375 | 1174 | 6.25 | 7.5
6 | 100A MANUAL TRANSFER SWITCH 3PH | 1 | 0% | 1 | EA | 965 | E | 965 | 75 | 5 | E | 5 | 375 | 1340 | 6.25 | 7.5
7 | 125A MANUAL TRANSFER SWITCH 3PH | 1 | 0% | 1 | EA | 1109 | E | 1109 | 75 | 7 | E | 7 | 525 | 1634 | 8.75 | 10.5
8 | 150A MANUAL TRANSFER SWITCH 3PH | 1 | 0% | 1 | EA | 1349 | E | 1349 | 75 | 7 | E | 7 | 525 | 1874 | 8.75 | 10.5
9 | 175A MANUAL TRANSFER SWITCH 3PH | 1 | 0% | 1 | EA | 1447 | E | 1447 | 75 | 7 | E | 7 | 525 | 1972 | 8.75 | 10.5
10 | 200A MANUAL TRANSFER SWITCH 3PH | 1 | 0% | 1 | EA | 1549 | E | 1549 | 75 | 7 | E | 7 | 525 | 2074 | 8.75 | 10.5
11 | 225A MANUAL TRANSFER SWITCH 3PH | 1 | 0% | 1 | EA | 1999 | E | 1999 | 75 | 10 | E | 10 | 750 | 2749 | 12.5 | 15 | 9 | 11.25 | 13.5
12 | 250A MANUAL TRANSFER SWITCH 3PH | 1 | 0% | 1 | EA | 2164 | E | 2164 | 75 | 10 | E | 10 | 750 | 2914 | 12.5 | 15 | 10 | 12.5 | 15
13 | 300A MANUAL TRANSFER SWITCH 3PH | 1 | 0% | 1 | EA | 2273 | E | 2273 | 75 | 10 | E | 10 | 750 | 3023 | 12.5 | 15 | 12 | 15 | 18
14 | 350A MANUAL TRANSFER SWITCH 3PH | 1 | 0% | 1 | EA | 2279 | E | 2279 | 75 | 10 | E | 10 | 750 | 3029 | 12.5 | 15 | 12 | 15 | 18
15 | 400A MANUAL TRANSFER SWITCH 3PH | 1 | 0% | 1 | EA | 2413 | E | 2413 | 75 | 10 | E | 10 | 750 | 3163 | 12.5 | 15 | 12 | 15 | 18
16 | 500A MANUAL TRANSFER SWITCH 3PH | 1 | 0% | 1 | EA | 3499 | E | 3499 | 75 | 14 | E | 14 | 1050 | 4549 | 17.5 | 21 | 15 | 18.75 | 22.5
17 | 600A MANUAL TRANSFER SWITCH 3PH | 1 | 0% | 1 | EA | 4599 | E | 4599 | 75 | 14 | E | 14 | 1050 | 5649 | 17.5 | 21 | 15 | 18.75 | 22.5
18 | 700A MANUAL TRANSFER SWITCH 3PH | 1 | 0% | 1 | EA | 4999 | E | 4999 | 75 | 18 | E | 18 | 1350 | 6349 | 22.5 | 27 | 18 | 22.5 | 27
19 | 800A MANUAL TRANSFER SWITCH 3PH | 1 | 0% | 1 | EA | 4999 | E | 4999 | 75 | 18 | E | 18 | 1350 | 6349 | 22.5 | 27 | 18 | 22.5 | 27
20 | 1000A MANUAL TRANSFER SWITCH 3PH | 1 | 0% | 1 | EA | 7199 | E | 7199 | 75 | 22 | E | 22 | 1650 | 8849 | 27.5 | 33 | 24 | 30 | 36
21 | 1200A MANUAL TRANSFER SWITCH 3PH | 1 | 0% | 1 | EA | 8449 | E | 8449 | 75 | 22 | E | 22 | 1650 | 10099 | 27.5 | 33 | 26 | 32.5 | 39
AUTO TRANSFER SWITCH
1 | 30A TRANSFER SWITCH 1PH | 1 | 0% | 1 | EA | 196 | E | 196 | 75 | 3 | E | 3 | 225 | 421 | 3.75 | 4.5 |  |  |  | 155097
2 | 40A TRANSFER SWITCH 1PH | 1 | 0% | 1 | EA | 227.5 | E | 227.5 | 75 | 3 | E | 3 | 225 | 452.5 | 3.75 | 4.5 |  |  |  | 155100
3 | 50A TRANSFER SWITCH 1PH | 1 | 0% | 1 | EA | 489 | E | 489 | 75 | 3 | E | 3 | 225 | 714 | 3.75 | 4.5 |  |  |  | 155103
4 | 70A TRANSFER SWITCH 1PH | 1 | 0% | 1 | EA | 665 | E | 665 | 75 | 4 | E | 4 | 300 | 965 | 5 | 6 |  |  |  | 155106
5 | 90A TRANSFER SWITCH 1PH | 1 | 0% | 1 | EA | 709 | E | 709 | 75 | 4 | E | 4 | 300 | 1009 | 5 | 6 |  |  |  | 155109
6 | 100A TRANSFER SWITCH 1PH | 1 | 0% | 1 | EA | 807 | E | 807 | 75 | 4 | E | 4 | 300 | 1107 | 5 | 6 | 6 | 7.5 | 9 | 155112
7 | 125A TRANSFER SWITCH 1PH | 1 | 0% | 1 | EA | 850 | E | 850 | 75 | 6 | E | 6 | 450 | 1300 | 7.5 | 9 | 7 | 8.75 | 10.5 | 155115
8 | 150A TRANSFER SWITCH 1PH | 1 | 0% | 1 | EA | 1009 | E | 1009 | 75 | 6 | E | 6 | 450 | 1459 | 7.5 | 9 | 7 | 8.75 | 10.5 | 155118
9 | 175A TRANSFER SWITCH 1PH | 1 | 0% | 1 | EA | 1081 | E | 1081 | 75 | 6 | E | 6 | 450 | 1531 | 7.5 | 9 | 8 | 10 | 12 | 155121
10 | 200A TRANSFER SWITCH 1PH | 1 | 0% | 1 | EA | 1150 | E | 1150 | 75 | 6 | E | 6 | 450 | 1600 | 7.5 | 9 | 8 | 10 | 12 | 155124
11 | 225A TRANSFER SWITCH 1PH | 1 | 0% | 1 | EA | 1340 | E | 1340 | 75 | 9 | E | 9 | 675 | 2015 | 11.25 | 13.5 | 8 | 10 | 12 | 155127
12 | 250A TRANSFER SWITCH 1PH | 1 | 0% | 1 | EA | 2199 | E | 2199 | 75 | 9 | E | 9 | 675 | 2874 | 11.25 | 13.5 | 11 | 13.75 | 16.5 | 155130
13 | 300A TRANSFER SWITCH 1PH | 1 | 0% | 1 | EA | 2490 | E | 2490 | 75 | 9 | E | 9 | 675 | 3165 | 11.25 | 13.5 | 11 | 13.75 | 16.5 | 155133
14 | 350A TRANSFER SWITCH 1PH | 1 | 0% | 1 | EA | 2495 | E | 2495 | 75 | 9 | E | 9 | 675 | 3170 | 11.25 | 13.5 | 11 | 13.75 | 16.5 | 155136
15 | 400A TRANSFER SWITCH 1PH | 1 | 0% | 1 | EA | 2649 | E | 2649 | 75 | 9 | E | 9 | 675 | 3324 | 11.25 | 13.5 | 11 | 13.75 | 16.5 | 155139
16 | 500A TRANSFER SWITCH 1PH | 1 | 0% | 1 | EA | 3279 | E | 3279 | 75 | 12 | E | 12 | 900 | 4179 | 15 | 18 | 13 | 16.25 | 19.5 | 155142
17 | 600A TRANSFER SWITCH 1PH | 1 | 0% | 1 | EA | 4199 | E | 4199 | 75 | 12 | E | 12 | 900 | 5099 | 15 | 18 | 13 | 16.25 | 19.5 | 155145
18 | 700A TRANSFER SWITCH 1PH | 1 | 0% | 1 | EA | 4951 | E | 4951 | 75 | 16 | E | 16 | 1200 | 6151 | 20 | 24 | 16 | 20 | 24 | 155148
19 | 800A TRANSFER SWITCH 1PH | 1 | 0% | 1 | EA | 5249 | E | 5249 | 75 | 16 | E | 16 | 1200 | 6449 | 20 | 24 | 16 | 20 | 24 | 155151
20 | 1000A TRANSFER SWITCH 1PH | 1 | 0% | 1 | EA | 7133 | E | 7133 | 75 | 20 | E | 20 | 1500 | 8633 | 25 | 30 | 22 | 27.5 | 33 | 155154
21 | 1200A TRANSFER SWITCH 1PH | 1 | 0% | 1 | EA | 8599 | E | 8599 | 75 | 20 | E | 20 | 1500 | 10099 | 25 | 30 | 24 | 30 | 36 | 155157
1 | 30A TRANSFER SWITCH 3PH | 1 | 0% | 1 | EA | 290 | E | 290 | 75 | 4 | E | 4 | 300 | 590 | 5 | 6 |  |  |  | 155160
2 | 40A TRANSFER SWITCH 3PH | 1 | 0% | 1 | EA | 325 | E | 325 | 75 | 4 | E | 4 | 300 | 625 | 5 | 6 |  |  |  | 155163
3 | 50A TRANSFER SWITCH 3PH | 1 | 0% | 1 | EA | 525 | E | 525 | 75 | 4 | E | 4 | 300 | 825 | 5 | 6 |  |  |  | 155166
4 | 70A TRANSFER SWITCH 3PH | 1 | 0% | 1 | EA | 665 | E | 665 | 75 | 5 | E | 5 | 375 | 1040 | 6.25 | 7.5 |  |  |  | 155169
5 | 90A TRANSFER SWITCH 3PH | 1 | 0% | 1 | EA | 775 | E | 775 | 75 | 5 | E | 5 | 375 | 1150 | 6.25 | 7.5 |  |  |  | 155172
6 | 100A TRANSFER SWITCH 3PH | 1 | 0% | 1 | EA | 949 | E | 949 | 75 | 5 | E | 5 | 375 | 1324 | 6.25 | 7.5 |  |  |  | 155175
7 | 125A TRANSFER SWITCH 3PH | 1 | 0% | 1 | EA | 1475 | E | 1475 | 75 | 7 | E | 7 | 525 | 2000 | 8.75 | 10.5 |  |  |  | 155178
8 | 150A TRANSFER SWITCH 3PH | 1 | 0% | 1 | EA | 1597 | E | 1597 | 75 | 7 | E | 7 | 525 | 2122 | 8.75 | 10.5 |  |  |  | 155181
9 | 175A TRANSFER SWITCH 3PH | 1 | 0% | 1 | EA | 1669 | E | 1669 | 75 | 7 | E | 7 | 525 | 2194 | 8.75 | 10.5 |  |  |  | 155184
10 | 200A TRANSFER SWITCH 3PH | 1 | 0% | 1 | EA | 1899 | E | 1899 | 75 | 7 | E | 7 | 525 | 2424 | 8.75 | 10.5 |  |  |  | 155187
11 | 225A TRANSFER SWITCH 3PH | 1 | 0% | 1 | EA | 2270 | E | 2270 | 75 | 10 | E | 10 | 750 | 3020 | 12.5 | 15 | 9 | 11.25 | 13.5 | 155190
12 | 250A TRANSFER SWITCH 3PH | 1 | 0% | 1 | EA | 2450 | E | 2450 | 75 | 10 | E | 10 | 750 | 3200 | 12.5 | 15 | 10 | 12.5 | 15 | 155193
13 | 300A TRANSFER SWITCH 3PH | 1 | 0% | 1 | EA | 2628 | E | 2628 | 75 | 10 | E | 10 | 750 | 3378 | 12.5 | 15 | 12 | 15 | 18 | 155196
14 | 350A TRANSFER SWITCH 3PH | 1 | 0% | 1 | EA | 2798 | E | 2798 | 75 | 10 | E | 10 | 750 | 3548 | 12.5 | 15 | 12 | 15 | 18 | 155199
15 | 400A TRANSFER SWITCH 3PH | 1 | 0% | 1 | EA | 2949 | E | 2949 | 75 | 10 | E | 10 | 750 | 3699 | 12.5 | 15 | 12 | 15 | 18 | 155202
16 | 500A TRANSFER SWITCH 3PH | 1 | 0% | 1 | EA | 3799 | E | 3799 | 75 | 14 | E | 14 | 1050 | 4849 | 17.5 | 21 | 15 | 18.75 | 22.5 | 155205
17 | 600A TRANSFER SWITCH 3PH | 1 | 0% | 1 | EA | 5049 | E | 5049 | 75 | 14 | E | 14 | 1050 | 6099 | 17.5 | 21 | 15 | 18.75 | 22.5 | 155208
18 | 700A TRANSFER SWITCH 3PH | 1 | 0% | 1 | EA | 5179.75 | E | 5179.75 | 75 | 18 | E | 18 | 1350 | 6529.75 | 22.5 | 27 | 18 | 22.5 | 27 | 155211
19 | 800A TRANSFER SWITCH 3PH | 1 | 0% | 1 | EA | 5449 | E | 5449 | 75 | 18 | E | 18 | 1350 | 6799 | 22.5 | 27 | 18 | 22.5 | 27 | 155214
20 | 1000A TRANSFER SWITCH 3PH | 1 | 0% | 1 | EA | 7751 | E | 7751 | 75 | 22 | E | 22 | 1650 | 9401 | 27.5 | 33 | 24 | 30 | 36 | 155217
21 | 1200A TRANSFER SWITCH 3PH | 1 | 0% | 1 | EA | 8697 | E | 8697 | 75 | 22 | E | 22 | 1650 | 10347 | 27.5 | 33 | 26 | 32.5 | 39 | 155220